## COVER
Kennedy Valve
A Division of McWane, Inc.
AWWA PRODUCTS
1021 East Water Street
Elmira, NY 14902
Phone: (607)734-2211
Fax: (607)734-3288
Fax: (800)952-4771
E-Mail: knv.sales@mcwane.com
www.kennedyvalve.com
PRICE LIST: WW 021012
Revised June 2024

## WARRANTIES
LIMITED WARRANTY
Kennedy Valve warrants that the goods furnished hereunder, will be free from defects in material and workmanship, and will operate freely without failure or leakage under the service conditions they were installed under.
If within one (1) year from date of initial operation, but not more than eighteen (18) months from date of shipment by Kennedy Valve of any item of product(s), the purchaser discovers that such item(s) was not as warranted above, notifies Kennedy Valve in writing within 30 days from date purchaser discovered; or should have discovered, then Kennedy Valve shall remedy such nonconformance by, at Kennedy Valve’s option, adjustment or repair or replacement of the item and any affected part of the product(s) within 30 days of such notice. Purchaser shall assume all responsibility and expense for removal, reinstallation and freight in connection with the foregoing remedies.
Kennedy Valve shall not be liable for incidental or consequential losses, damages, or expenses, directly or indirectly arising from the sale, handling or use of the goods, of from any other cause relating thereto, and Kennedy Valve’s liability hereunder in any case is expressly limited to replacement (in the form originally shipped) of goods not complying with this agreement, or, at Kennedy Valve’s election, to the replacement of, or crediting Purchaser with, an amount equal to the purchase price of such goods whether such claims are for breech of warranty or negligence.
Kennedy Valve reserves the right to change material composition without prior notice as long as it meets applicable standards.
TEN YEAR LIMITED WARRANTY ON KENNEDY K81A & D GUARDIAN FIRE HYDRANT
Kennedy Valve Company warrants that its Kennedy Guardian Fire Hydrant will be free from defects in material and workmanship under normal and customary use and maintenance for a period of ten (10) years from the date of purchase, provided the hydrant is installed and maintained according to Kennedy Valve instructions, and applicable codes. The foregoing warranty does not cover failure of any part or parts from external forces, including but not limited to earthquakes, vandalism, vehicular or other impact, application of excessive torque to the operating mechanism or frost heave.
Should any Kennedy Valve Company part or parts fail to conform to the foregoing warranty, Kennedy Valve shall, upon prompt written notice thereof, repair or replace, F.O.B. point of manufacture, such defective part or parts. Purchaser shall, if requested, return the part or parts to Kennedy Valve, transportation prepaid. Purchaser shall bear all responsibility and expense incurred for removal, reinstallation and shipping in connection with any part supplied under the foregoing warranty.
THE FOREGOING WARRANTY IS IN LIEU OF AND EXCLUDES ALL OTHER WARRANTIES NOT EXPRESSLY SET FORTH HEREIN, WHETHER EXPRESS OR IMPLIED BY OPERATION OF LAW OR OTHERWISE, INCLUDING BUT NOT LIMITED TO ANY WARRANTIES OF MERCHANTABILITY OR FITNESS. IN NO EVENT SHALL KENNEDY VALVE COMPANY BE RESPONSIBLE OR LIABLE FOR ANY INCIDENTAL OR CONSEQUENTIAL LOSSES, DAMAGES, OR EXPENSES.
TEN YEAR LIMITED WARRANTY ON KENNEDY VALVE RESILIENT WEDGE VALVES
Kennedy Valve Company warrants that its Resilient Wedge valves will be free from defects in material and workmanship under normal and customary use and maintenance for a period of ten (10) years from the date of purchase, provided the valve is installed and maintained according to Kennedy Valve instructions, and applicable codes. The foregoing warranty does not cover failure of any part or parts from external forces, including but not limited to earthquakes, vandalism, vehicular or other impact, application of excessive torque to the operating mechanism or frost heave.
Should any Kennedy Valve Company part or parts fail to conform to the foregoing warranty, Kennedy Valve shall, upon prompt written notice thereof, repair or replace, F.O.B. point of manufacture, such defective part or parts. Purchaser shall, if requested, return the part or parts to Kennedy Valve, transportation prepaid. Purchaser shall bear all responsibility and expense incurred for removal, reinstallation and shipping in connection with any part supplied under the foregoing warranty.
THE FOREGOING WARRANTY IS IN LIEU OF AND EXCLUDES ALL OTHER WARRANTIES NOT EXPRESSLY SET FORTH HEREIN, WHETHER EXPRESS OR IMPLIED BY OPERATION OF LAW OR OTHERWISE, INCLUDING BUT NOT LIMITED TO ANY WARRANTIES OF MERCHANTABILITY OR FITNESS. IN NO EVENT SHALL KENNEDY VALVE COMPANY BE RESPONSIBLE OR LIABLE FOR ANY INCIDENTAL OR CONSEQUENTIAL LOSSES, DAMAGES, OR EXPENSES.

## TABLE OF CONTENTS
Table of Contents
HYDRANTS
| 5 1/4" Valve Opening with 6" & 8" Inlet Connection (2 Hose - 1 Pumper) |  |  | Page 1
| 4 1/2" Valve Opening with 4" and 6" Inlet Connection (2 Hose - 1 Pumper) |  |  | Page 1
| 5 1/4" Valve Opening with 6" & 8" Inlet Connection 2 Hose |  |  | Page 2
| 4 1/2" Valve Opening with 4" and 6" Inlet Connection 2 Hose |  |  | Page 2
| K81 Pumper only hydrants 5 1/4" and 4 1/2" |  |  | Page 3
| K81 Guardian Insert Hydrants for Matthews (4 & 4 1/2" MVO) |  |  | Page 4
| K81DD & Kennedy Vintage Fire Hydrant (5 1/4" MVO Only) |  |  | Page 5
| K81 Hydrant List Adders |  |  | Page 6
GATE VALVES (AWWA)
| C-509 Resilient Gate Valves (FLG, MJ, & Others) |  |  | Page 7
| C-509 Resilient Gate Valves (Tyton and Push-on Tap) |  |  | Page 8
| C-515 Ductile Iron Resilient Gate Valves |  |  | Page 9-11
| Resilient Seat Gate Valve NRS Technical Drawing / Parts List |  |  | Page 12
| C-515 Ductile Iron Resilient Gate Valves |  | 350 PSI (High Pressure) | Page13
GATE VALVES (DOUBLE DISC)
| C-500 Double Disk Gate Valves |  |  | Page 14-15
BUTTERFLY VALVES (AWWA)
| Butterfly Valves |  |  | Page 18
CHECK VALVES
| Check Valves Swing / Special Lay Length / Oil Cushioned |  |  | Page 23
| Check Valve Swing (1106) Parts List / Technical Drawing | (1106) Technical Drawing / Parts List |  | Page 24
| Check Valves - Cushion, Increasing, and Kenflex |  |  | Page 25
PLANT VALVES
| Eccentric Plug Valves |  |  | Page 20
| Eccentric Plug Valve Gearing |  |  | Page 21
| Eccentric Plug Valve 100% Port |  |  | Page 22
| Mud Valves/ Flap Valves/ Pressure Relief Valves |  |  | Page 26
| Shear Gate Valves |  |  | Page 27
TAPPING SLEEVES
| Tyler Tapping Sleeves |  |  | Page 19
ACCESSORIES
| Extension Stems/ Floor Stands |  |  | Page 28
| Chain Wheel Sprockets and Chain Figure 197 |  |  | Page 16
| Double Disc Gate Vale Optional Equipment/ List Adders |  |  | Page 16
| Worm Gear Actuators |  |  | Page 21
PARTS
| K81 Extensions/ Parts |  |  | Page 29
| K81 Hydrant Parts |  |  | Page 30-32
| K81DD & Kennedy Vintage Hydrant Parts |  |  | Page 33-34
| C-509 Gate Valve Parts |  |  | Page 35-36
| C-515 Gate Valve Parts |  |  | Page 37
| AWWA Swing Check Valve Parts |  |  | Page 38-40

## ORDERING INFO
REQUIRED ORDERING INFORMATION WHEN
PURCHASING KENNEDY VALVE FIRE HYDRANTS
When Ordering Kennedy Fire Hydrants, be sure to furnish the following information:
REQUIREMENTS | EXAMPLES
1. Size and Type of hydrant. | AWWA – 5 ¼” K81D
2. Direction to open. | Left – Counter Clockwise
Right – Clockwise
3. Size and Shape of operating and cap nuts. | Pentagon 1 ½” Point to Flat
4. Exact threading information for 2 ½” hose nozzle. | 3 1/16” O.D. x 7 ½” TPI (NST)
5. Exact threading information for 4”- 4 ½” steamer nozzle. | 5 ¾” O.D. x 4 TPI (NST)
6. Depth of trench (distance from ground line to bottom of connecting pipe). | 5 Foot - 6 Inches
7. Size and type of connection to main. | 6” Mechanical Joint
8. Color of hydrant. | Yellow
REQUIRED ORDERING INFORMATION WHEN
PURCHASING KENNEDY VALVE GATE VALVES
When Ordering Kennedy Valve gate valves, be sure to furnish the following information:
REQUIREMENTS | EXAMPLES
1. Size and type of valve. | 6” Figure 7571 Mechanical Joint*
(*Please specify “with or without
valve accessories” when ordering)
2. Direction to open. | Open Left – Counter Clockwise
Open Right – Clockwise
3. Type of operator for the stem. | 2" Square operating nut
Hand wheel
REQUIRED ORDERING INFORMATION WHEN
PURCHASING KENNEDY VALVE CHECK VALVES
When ordering Kennedy Valve swing check valves please specify the following:
REQUIREMENTS | EXAMPLES
1. Specify type of facing on Disc. | 1106 – Bronze facing.
1106A – Rubber facing.
2. Specify any additional configuration requirements | Lever and Weight
Lever and Spring

## Page 1
KENNEDY K81 GUARDIAN FIRE HYDRANTS 5 1/4 & 4 1/2" MVO
K-81D - AWWA & UL/FM
Guardian 5 1/4" Main Valve Opening with 6" & 8" Inlet Connection
| 2 - Hose Nozzles and 1 - Pumper Nozzle | [5 empty] | 2.667
Back to table of contents.
Depth of |  | 6" Flange |  | 6" MJ Shoe |  | 6" MJ Shoe
Trench |  | Shoe |  | L/ ACC |  | W/ ACC
1' 6" |  | 3881 |  | 3881 |  | 3955
2' 0" |  | 3983 |  | 3983 |  | 4057
2' 6" |  | 4085 |  | 4085 |  | 4159
3' 0" |  | 4187 |  | 4187 |  | 4261
3' 6" |  | 4289 |  | 4289 |  | 4363
4' 0" |  | 4391 |  | 4391 |  | 4466
4' 6" |  | 4493 |  | 4493 |  | 4567
5' 0" |  | 4595 |  | 4595 |  | 4669
5' 6" |  | 4697 |  | 4697 |  | 4771
6' 0" |  | 4799 |  | 4799 |  | 4873
6' 6" |  | 4901 |  | 4901 |  | 4975
7' 0" |  | 5003 |  | 5003 |  | 5077
7' 6" |  | 5106 |  | 5106 |  | 5179
8' 0" |  | 5208 |  | 5208 |  | 5281
8' 6" |  | 5310 |  | 5310 |  | 5383
9' 0" |  | 5412 |  | 5412 |  | 5485
9' 6" |  | 5513 |  | 5513 |  | 5587
10' 0" |  | 5615 |  | 5615 |  | 5689
10' 6" |  | 5719 |  | 5719 |  | 5791
11' 0" |  | 5820 |  | 5820 |  | 5894
11' 6" |  | 5921 |  | 5921 |  | 5996
For Straight Shoe……………………………… |  |  | Add $331.00 to 6" MJ with Accessories
For Tyton with Accessories…………………… |  |  | Decuct $27.00 from 6" MJ with Accessories
For Tyton without Accessories……………….. |  |  | Decuct $72.00 from 6" MJ with Accessories
For 8" with Accessories………………………. |  |  | Add $129.00 to 6" MJ witih Accessories
For 8" without Accessories………………….. |  |  | Add $42.00 to 6" MJ witih Accessories
Guardian 4 1/2" Main Valve Opening with 4" and 6" Inlet Connection
2 - Hose Nozzles and 1 - Pumper Nozzle
| Depth of | 6" FLG | 6" MJ Shoe | 6" MJ Shoe | 4" MJ Shoe | 4" MJ Shoe
| Trench | Shoe | L/ ACC | W/ ACC | L/ ACC | W/ ACC
| 1' 6" | 3809 | 3809 | 3884 | 3796 | 3872
| 2' 0" | 3889 | 3889 | 3962 | 3875 | 3951
| 2' 6" | 3966 | 3966 | 4041 | 3954 | 4030
| 3' 0" | 4046 | 4046 | 4120 | 4032 | 4108
| 3' 6" | 4124 | 4124 | 4198 | 4111 | 4187
| 4' 0" | 4204 | 4204 | 4277 | 4190 | 4266
| 4' 6" | 4281 | 4281 | 4356 | 4269 | 4345
| 5' 0" | 4361 | 4361 | 4435 | 4348 | 4424
| 5' 6" | 4438 | 4438 | 4514 | 4427 | 4503
| 6' 0" | 4518 | 4518 | 4592 | 4505 | 4581
| 6' 6" | 4598 | 4598 | 4671 | 4584 | 4660
| 7' 0" | 4676 | 4676 | 4750 | 4663 | 4739
| 7' 6" | 4756 | 4756 | 4829 | 4741 | 4817
| 8' 0" | 4833 | 4833 | 4907 | 4819 | 4895
| 8' 6" | 4910 | 4910 | 4986 | 4897 | 4973
| 9' 0" | 4988 | 4988 | 5065 | 4975 | 5051
| 9' 6" | 5068 | 5068 | 5144 | 5053 | 5129
| 10' 0" | 5145 | 5145 | 5223 | 5131 | 5207
| 10' 6" | 5222 | 5222 | 5301 | 5209 | 5285
| 11' 0" | 5300 | 5300 | 5380 | 5287 | 5363
| 11' 6" | 5380 | 5380 | 5459 | 5365 | 5441
Note: 4" inlet connetions are AWWA rated only.
Add for 4" STORZ Connection $566.00 ~ Add for 5" STORZ Connection $665.00
Add for each 6" increase in Depth of Trench beyond 11'6" (5-1/4 $102.00 or 4-1/2 $79.00)

## Page 2
KENNEDY K81 GUARDIAN FIRE HYDRANTS 5 1/4 & 4 1/2" MVO
K-81D - AWWA & UL/FM
Guardian 5 1/4" Main Valve Opening with 6" & 8" Inlet Connection
2 - Hose Nozzles
Back to table of contents.
Depth of |  | 6" Flange |  | 6" MJ Shoe |  |  | 6" MJ Shoe
Trench |  | Shoe |  | L/ ACC |  |  | W/ ACC
1' 6" |  | 3488 |  | 3488 |  |  | 3562 | 2.667
2' 0" |  | 3590 |  | 3590 |  |  | 3664
2' 6" |  | 3692 |  | 3692 |  |  | 3766
3' 0" |  | 3794 |  | 3794 |  |  | 3868
3' 6" |  | 3896 |  | 3896 |  |  | 3970
4' 0" |  | 3998 |  | 3998 |  |  | 4072
4' 6" |  | 4100 |  | 4100 |  |  | 4174 | -119
5' 0" |  | 4202 |  | 4202 |  |  | 4276
5' 6" |  | 4304 |  | 4304 |  |  | 4378 | 186
6' 0" |  | 4406 |  | 4406 |  |  | 4480
6' 6" |  | 4507 |  | 4507 |  |  | 4581 | -128
7' 0" |  | 4610 |  | 4610 |  |  | 4684
7' 6" |  | 4712 |  | 4712 |  |  | 4786 | -136.5
8' 0" |  | 4814 |  | 4814 |  |  | 4888
8' 6" |  | 4916 |  | 4916 |  |  | 4990 | 179.5
9' 0" |  | 5018 |  | 5018 |  |  | 5092
9' 6" |  | 5120 |  | 5120 |  |  | 5194 | 195.5
10' 0" |  | 5222 |  | 5222 |  |  | 5296
10' 6" |  | 5324 |  | 5324 |  |  | 5398 | 85.25
11' 0" |  | 5426 |  | 5426 |  |  | 5500
11' 6" |  | 5528 |  | 5528 |  |  | 5602 | 100
For Straight Shoe……………………………… |  |  | Add $331.00 to 6" MJ with Accessories
For Tyton with Accessories…………………… |  |  | Decuct $27.00 from 6" MJ with Accessories |  |  |  |  | 391
For Tyton without Accessories……………….. |  |  | Decuct $72.00 from 6" MJ with Accessories
For 8" with Accessories………………………. |  |  | Add $129.00 to 6" MJ witih Accessories |  |  |  |  | 432
For 8" without Accessories………………….. |  |  | Add $42.00 to 6" MJ witih Accessories
Guardian 4 1/2" Main Valve Opening with 6" and 4" Inlet Connection
2 - Hose Nozzles
Back to table of contents.
| Depth of | 4" Flange | 6" Flange | 6" MJ Shoe | 6" MJ Shoe | 4" MJ Shoe | 4" MJ Shoe
| Trench | Shoe | Shoe | L/ ACC | W/ ACC | L/ ACC | W/ ACC
| 1' 6" | 3363 | 3377 | 3377 | 3451 | 3363 | 3440
| 2' 0" | 3442 | 3455 | 3455 | 3530 | 3442 | 3519
| 2' 6" | 3521 | 3534 | 3534 | 3609 | 3521 | 3597
| 3' 0" | 3600 | 3613 | 3613 | 3687 | 3600 | 3676
| 3' 6" | 3678 | 3692 | 3692 | 3766 | 3678 | 3755
| 4' 0" | 3757 | 3770 | 3770 | 3845 | 3757 | 3834
| 4' 6" | 3836 | 3849 | 3849 | 3924 | 3836 | 3912 | 39.5
| 5' 0" | 3915 | 3928 | 3928 | 4003 | 3915 | 3992
| 5' 6" | 3993 | 4007 | 4007 | 4081 | 3993 | 4070
| 6' 0" | 4072 | 4086 | 4086 | 4160 | 4072 | 4149 | 14
| 6' 6" | 4151 | 4164 | 4164 | 4239 | 4151 | 4227
| 7' 0" | 4230 | 4243 | 4243 | 4317 | 4230 | 4306
| 7' 6" | 4309 | 4322 | 4322 | 4396 | 4309 | 4384
| 8' 0" | 4388 | 4401 | 4401 | 4475 | 4388 | 4462
| 8' 6" | 4467 | 4480 | 4480 | 4554 | 4467 | 4540
| 9' 0" | 4546 | 4559 | 4559 | 4633 | 4546 | 4618
| 9' 6" | 4625 | 4638 | 4638 | 4711 | 4625 | 4696
| 10' 0" | 4704 | 4717 | 4717 | 4790 | 4704 | 4774
| 10' 6" | 4783 | 4796 | 4796 | 4869 | 4783 | 4852
| 11' 0" | 4862 | 4875 | 4875 | 4948 | 4862 | 4930
| 11' 6" | 4941 | 4954 | 4954 | 5027 | 4941 | 5008
Add for 4" STORZ Connection $566.00 ~ Add for 5" STORZ Connection $665.00
Add for each 6" increase in Depth of Trench beyond 11'6" (5-1/4 $102.00 or 4-1/2 $79.00)
Note on K10: Daniel T Crane: Price multiplier cell for entire page.
Note on K16: Daniel T Crane: Deduction for flanged shoe, MJ less accessories, and less Tyton gasket for 5-1/4" main valve opening column 'B', column 'C', and column 'F'.
Note on K18: Daniel T Crane: Adder for flanged straight shoe outlet for 4-1/2" and 5-1/4" main valve opening. Column 'E' for 5-1/4". Column 'I' for 4-1/2".
Note on K20: Daniel T Crane: Deduction for 4" flanged shoe for 4-1/4" main valve opening in column 'C'.
Note on K22: Daniel T Crane: Difference in pricing of hydrants between AFC and Kennedy for 2 hose hydrant with 6" Tyton connection with gasket. Kennedy was 11 dollars higher on original list pricing.
Note on K24: Daniel T Crane: Adder for 8" MJ shoe less accessories.
Note on K26: Daniel T Crane: Adder for 8" MJ shoe with accessories.
Note on K28: dan.crane: Adjustment to column 'E' 5-1/4" valve opening 6" Straight Shoe and column Mueller pricing.
Note on K30: dcrane: Adjustment column 'I' 4-1/4" valve opening to match AFC pricing.
Note on K32: dan.crane: Adjustment to 6" MJ with accessories
Note on K34: dan.crane: Adjustment to 4" and 6" MJ shoe with accessories for 4-1/2" main valve opening hydrant with accessories.
Note on K47: dan.crane: Adjustment to 6" flange shoe 4-1/2 main valve opening hydrant and 6"MJ shoe less accessories of 4-1/2" main valve opening.

## Page 3
KENNEDY GUARDIAN FIRE HYDRANTS
K-81D - AWWA & UL/FM
2.667
K-81D Guardian 5 1/4" Main Valve Opening with 2 Pumpers
(4" inlet connections are not available.)
Back to table of contents.
Depth of | 6" FLANGE | 6" MJ | 6" MJ | 6" TYTON | 6" TYTON | 6" STRAIGHT | 8" MJ | 8" MJ
Trench | SHOE | L/ACC | W/ACC | L/GASKET | W/GASKET | SHOE | L/ACC | W/ACC
1' 6" | 3709 | 3709 | 3783 | 3711 | 3755 | 4114 | 3870 | 3912
2' 0" | 3811 | 3811 | 3885 | 3813 | 3857 | 4216 | 3972 | 4014
2' 6" | 3913 | 3913 | 3987 | 3915 | 3959 | 4318 | 4074 | 4116
3' 0" | 4015 | 4015 | 4089 | 4017 | 4061 | 4420 | 4176 | 4218
3' 6" | 4117 | 4117 | 4191 | 4120 | 4164 | 4522 | 4278 | 4320
4' 0" | 4219 | 4219 | 4293 | 4222 | 4266 | 4624 | 4380 | 4422
4' 6" | 4321 | 4321 | 4395 | 4324 | 4368 | 4727 | 4482 | 4524
5' 0" | 4423 | 4423 | 4497 | 4426 | 4470 | 4827 | 4584 | 4626
5' 6" | 4525 | 4525 | 4599 | 4528 | 4572 | 4931 | 4686 | 4728
6' 0" | 4627 | 4627 | 4701 | 4630 | 4674 | 5033 | 4788 | 4830
6' 6" | 4730 | 4730 | 4804 | 4732 | 4776 | 5135 | 4891 | 4933
7' 0" | 4832 | 4832 | 4906 | 4834 | 4878 | 5237 | 4993 | 5035
7' 6" | 4934 | 4934 | 5008 | 4936 | 4980 | 5339 | 5095 | 5137
8' 0" | 5036 | 5036 | 5110 | 5038 | 5082 | 5441 | 5197 | 5239
8' 6" | 5138 | 5138 | 5212 | 5140 | 5184 | 5543 | 5299 | 5341
9' 0" | 5240 | 5240 | 5314 | 5242 | 5286 | 5645 | 5401 | 5443
9' 6" | 5342 | 5342 | 5416 | 5344 | 5388 | 5747 | 5503 | 5545
10' 0" | 5444 | 5444 | 5518 | 5446 | 5490 | 5849 | 5605 | 5647
10' 6" | 5546 | 5546 | 5620 | 5548 | 5592 | 5951 | 5707 | 5749
11' 0" | 5648 | 5648 | 5722 | 5650 | 5694 | 6053 | 5809 | 5851
11' 6" | 5750 | 5750 | 5824 | 5752 | 5796 | 6155 | 5911 | 5953
K-81D Guardian 4 1/2" Main Valve Opening with One Pumper
(8" inlet connections are not available.)
Back to table of contents.
Depth of | 4" OR 6" | 6" MJ | 6" MJ | 6" TYTON | 6" TYTON | 6" STRAIGHT | 4" MJ | 4" MJ
Trench | FLANGE | L/ACC | W/ACC | L/GASKET | W/GASKET | SHOE | L/ACC | W/ACC
1'6" | 3218 | 3232 | 3306 | 3234 | 3278 | 3636 | 3218 | 3294 | 1609 | 1616 | 1617 | 1639 | 1818 | 1609 | 1647
2'0" | 3898 | 3312 | 3385 | 3312 | 3356 | 3716 | 3296 | 3372 | 1949 | 1656 | 1656 | 1678 | 1858 | 1648 | 1686
2'6" | 3376 | 3390 | 3464 | 3390 | 3434 | 3794 | 3376 | 3452 | 1688 | 1695 | 1695 | 1717 | 1897 | 1688 | 1726
3' 0" | 3468 | 3468 | 3543 | 3470 | 3514 | 3874 | 3468 | 3530 | 1734 | 1734 | 1735 | 1757 | 1937 | 1734 | 1765
3' 6" | 3546 | 3546 | 3622 | 3550 | 3594 | 3952 | 3546 | 3610 | 1773 | 1773 | 1775 | 1797 | 1976 | 1773 | 1805
4' 0" | 3626 | 3626 | 3700 | 3628 | 3672 | 4032 | 3626 | 3688 | 1813 | 1813 | 1814 | 1836 | 2016 | 1813 | 1844
4' 6" | 3704 | 3704 | 3779 | 3708 | 3752 | 4110 | 3704 | 3768 | 1852 | 1852 | 1854 | 1876 | 2055 | 1852 | 1884
5' 0" | 3782 | 3782 | 3859 | 3786 | 3830 | 4188 | 3782 | 3846 | 1891 | 1891 | 1893 | 1915 | 2094 | 1891 | 1923
5' 6" | 3862 | 3862 | 3937 | 3864 | 3908 | 4268 | 3862 | 3926 | 1931 | 1931 | 1932 | 1954 | 2134 | 1931 | 1963
6' 0" | 3940 | 3940 | 4016 | 3944 | 3988 | 4346 | 3940 | 4004 | 1970 | 1970 | 1972 | 1994 | 2173 | 1970 | 2002
6' 6" | 4020 | 4020 | 4095 | 4022 | 4066 | 4426 | 4020 | 4082 | 2010 | 2010 | 2011 | 2033 | 2213 | 2010 | 2041
7' 0" | 4098 | 4098 | 4174 | 4100 | 4146 | 4504 | 4098 | 4162 | 2049 | 2049 | 2050 | 2073 | 2252 | 2049 | 2081
7' 6" | 4176 | 4176 | 4251 | 4178 | 4224 | 4582 | 4176 | 4238 | 2088 | 2088 | 2089 | 2112 | 2291 | 2088 | 2119
8' 0" | 4254 | 4254 | 4330 | 4256 | 4302 | 4660 | 4254 | 4316 | 2127 | 2127 | 2128 | 2151 | 2330 | 2127 | 2158
8' 6" | 4332 | 4332 | 4409 | 4334 | 4380 | 4738 | 4332 | 4394 | 2166 | 2166 | 2167 | 2190 | 2369 | 2166 | 2197
9' 0" | 4410 | 4410 | 2242 | 4412 | 4458 | 4816 | 4410 | 4472 | 2205 | 2205 | 2206 | 2229 | 2408 | 2205 | 2236
9' 6" | 4488 | 4488 | 2281 | 4490 | 5336 | 4894 | 4488 | 4550 | 2244 | 2244 | 2245 | 2668 | 2447 | 2244 | 2275
10' 0" | 4566 | 4566 | 2320 | 4568 | 4614 | 4972 | 4566 | 4628 | 2283 | 2283 | 2284 | 2307 | 2486 | 2283 | 2314
10' 6" | 4644 | 4644 | 2359 | 4646 | 4692 | 5050 | 4644 | 4706 | 2322 | 2322 | 2323 | 2346 | 2525 | 2322 | 2353
11' 0" | 4722 | 4722 | 2398 | 4724 | 4770 | 5128 | 4722 | 4784 | 2361 | 2361 | 2362 | 2385 | 2564 | 2361 | 2392
11' 6" | 4800 | 4800 | 2437 | 4802 | 4848 | 5206 | 4800 | 4862 | 2400 | 2400 | 2401 | 2424 | 2603 | 2400 | 2431

## Page 4
GUARDIAN INSERTS
TRAFFIC MODEL REPLACEMENT HYDRANT FOR MATHEWS MODERNIZED HYDRANT
K - 81AW GUARDIAN INSERTS
2.05
4" * REGULAR MODEL-4 1/2" *REGULAR OR BRONZE LINED - K81AW Guardian Insert
Complete with 2 to 2 1/2" hose nozzles and 1 steamer nozzle, with adaptor to fit
existing Mathews elbows. All prices are for hydrant LESS elbow, case, and case cap.
Back to table of contents.
| Depth of Trench | 2 Hose Nozzles | 2 Hose - 1 Pumper Nozzle
| 2' 0" | 4424 | 4638
| 2' 6" | 4424 | 4638
| 3' 0" | 4424 | 4525
| 3' 6" | 4424 | 4641
| 4' 0" | 4543 | 4741
| 4' 6" | 4646 | 4867
| 5' 0" | 4775 | 4993
| 5' 6" | 4904 | 5119
| 6' 0" | 5033 | 5245
| 6' 6" | 5162 | 5534
* = 4" and 4 1/2" REGULAR type will require a 4 1/2" Bronze-lined
case cap if case cap is desired.
NOTE: Trench depth is the dimension from the ground line to the bottom of
the connecting pipe, even though AW are normally furnished less elbow.
5 1/4" - 6" * REGULAR OR BRONZE LINED MODEL - K81AW Guardian Insert
5 1/4" or 6" Main Valve Opening, complete with 2 to 2 1/2" hose nozzles
and 1 steamer nozzle, adapter to fit with existing Mathews elbows.
All prices are for hydrant LESS elbow, case, and case cap.
Back to table of contents.
| Depth of Trench | 2 Hose Nozzles | 2 Hose - 1 Pumper Nozzle
| 2' 0" | 4482 | 4742
| 2' 6" | 4482 | 4742
| 3' 0" | 4482 | 4742
| 3' 6" | 4482 | 4742
| 4' 0" | 4615 | 4867
| 4' 6" | 4746 | 5009
| 5' 0" | 4879 | 5143
| 5' 6" | 5011 | 5273
| 6' 0" | 5144 | 5404
| 6' 6" | 5279 | 5534
| 7' 0" | 5412 | 5673
| 7' 6" | 5671 | 5931
| 8' 0" | 5904 | 6165
| 8' 6" | 6140 | 6401

## Page 5
KENNEDY SPECIALTY HYDRANTS 5 1/4 MVO K81DD & VINTAGE
K81DD & VINTAGE HYDRANT AWWA & UL/FM
Guardian 5 1/4" Main Valve Opening with 6" & 8" Inlet Connection
2 - Hose Nozzles and 1 - Pumper Nozzle
Back to table of contents.
Depth of |  | 6" Flange |  | 6" MJ Shoe | 6" MJ Shoe
Trench |  | Shoe |  | L/ ACC | W/ ACC
1' 6" |  | 3881 |  | 3881 | 3955
2' 0" |  | 3983 |  | 3983 | 4057
2' 6" |  | 4085 |  | 4085 | 4159
3' 0" |  | 4187 |  | 4187 | 4261
3' 6" |  | 4289 |  | 4289 | 4363
4' 0" |  | 4391 |  | 4391 | 4466
4' 6" |  | 4493 |  | 4493 | 4567
5' 0" |  | 4595 |  | 4595 | 4669
5' 6" |  | 4697 |  | 4697 | 4771
6' 0" |  | 4799 |  | 4799 | 4873
6' 6" |  | 4901 |  | 4901 | 4975
7' 0" |  | 5003 |  | 5003 | 5077
7' 6" |  | 5106 |  | 5106 | 5179
8' 0" |  | 5208 |  | 5208 | 5281
8' 6" |  | 5310 |  | 5310 | 5383
9' 0" |  | 5412 |  | 5412 | 5485
9' 6" |  | 5513 |  | 5513 | 5587
10' 0" |  | 5615 |  | 5615 | 5689
10' 6" |  | 5719 |  | 5719 | 5791
11' 0" |  | 5820 |  | 5820 | 5894
11' 6" |  | 5921 |  | 5921 | 5996
For Straight Shoe……………………………… |  |  | Add $331.00 to 6" MJ with Accessories
For Tyton with Accessories…………………… |  |  | Decuct $27.00 from 6" MJ with Accessories
For Tyton without Accessories……………….. |  |  | Decuct $72.00 from 6" MJ with Accessories
For 8" with Accessories………………………. |  |  | Add $129.00 to 6" MJ witih Accessories
For 8" without Accessories………………….. |  |  | Add $42.00 to 6" MJ witih Accessories

## Page 6
LIST ADDERS APPLICABLE TO GUARDIAN K81D FIRE HYDRANTS
Back to table of contents.
PRICE
Patriot II Check Valve PT# 1610600 506SS |  |  | 1650600 507SS |  |  | ADD: | 1294
Split Swivel Gland PT# 1060600SGMJACC needed and included with Patriot Check Valve.
6" increase in Depth of Trench (beyond 11' 6") |  |  |  |  | 4 1/2" MVO ADD: |  | 79
[5 empty] | 5 1/4" MVO ADD: |  | 102
250 LB flange elbow with raised face (5 1/4" MVO only) (Straight or 90° only) | [5 empty] | ADD: | 146
2200052 (Straight) 2316523 (90°)
316 stainless steel elbow bolts and nuts | [5 empty] | ADD: | 112
Monitor Hydrant - 3" or 4" outlet | [5 empty] | ADD: | 1866
► | Note: (3" is UL and FM approved) (4" is FM approved only)
► | Note: Monitor elbows available for 5 1/4" main valve hydrants only.
Tap Hole in Upper | [5 empty] | ADD: | 54
Mountain Hydrant (additional spool for deep snow areas) (5 1/4" MVO only) ADD: | [6 empty] | 666
2 1/2" Jones Coupling Nozzle - each (2 required - PC# 3198442) | [6 empty] | 260
2 1/2" Jones Coupling Cap | [6 empty] | 360
Bliss Steamer Nozzle | [6 empty] | 500
Bliss Steamer Cap | [6 empty] | 400
Spanner Wrench (Fig 111P) PC# 446098P (1 1/2" pent.) | [6 empty] | 80
Centering Spider (441986P) |  | 441986P: (1 1/2" Stem) 441985P: (1 1/4" Stem) |  |  |  |  | 250
Auxiliary Valve end flange accessory kit | [5 empty] | ADD: | 44
● | (Kit includes extra end flanged bolts, nuts, and gaskets.)
Tamper proof shield nut w/ set screw (PC# 3212114 nut & 444449P set-screw) | [6 empty] | 210
Tamper proof wrench - 1 1/2" pent (PC# 446097P) | [6 empty] | 440
Hand Wheel - 1 1/2" Pentagong (PC# 319530P) |  |  |  |  | Loose |  | 514
[5 empty] | Fixed | 2199507 | 600
STORZ Connection |  |  |  | 4" = PC# 2186692 ADD: |  |  | 566
|  |  |  | 5" = PC# 2194772 ADD: |  |  | 665
Special nozzle arrangements not listed | [6 empty] | POA
2 1/2" FIG. 109XNS hydrant gate valve WITH cap, chain, gasket BOLT ON | [6 empty] | 1030
2 1/2" FIG. 109XMN hydrant gate valve LESS cap, chain, gasket THREADED | [6 empty] | 1030
2 1/2" FIG. 109XMNC hydrant gate valve WITH cap, chain, gasket THREADED | [6 empty] | 1100
► | Note: 109's will be shipped & invoice separately
Chain Crimping Tool:…...446075P | [6 empty] | 1500

## Page 7
AWWA C-509 KS-FW RESILIENT SEATED GATE VALVES
Back to table of contents.
| FIG 8057 |  | FIG 8068A |  | FIG 8561A |  | FIG 8597
| SCREWED ENDS |  | FLG X FLG OS&Y |  | FLANGED ENDS |  | PVC ENDS WITH GASKETS |  | 2.666
SIZE | PRICE | WEIGHT |  |  | PRICE | WEIGHT | PRICE | WEIGHT
2" | 714 | 20# | See UL/FM |  | 732 | 42# | 761 | 35#
2 1/2" | 884 | 34# | price book for |  | 874 | 49# | 1043 | 44#
3" | 1053 | 47# | and discount for |  | 1038 | 62# | 1112 | 54#
4" |  |  | 2 1/2" - 12" |  | 1160 | 99# | 1273 | 84#
6" |  |  | gate valves. |  | 1550 | 142# | 1648 | 138#
8" |  |  |  |  | 2423 | 239# | 2598 | 224#
10" |  |  |  |  | 3850 | 409#
12" |  |  |  |  | 4649 | 554#
| FIG 8571 MJ X MJ |  | FIG 8571 MJ X MJ |  | FIG 8572 FLG X MJ |  | FIG 8572 FLG X MJ
| WITH ACCESS |  | LESS ACCESS |  | WITH ACCESS |  | LESS ACCESS
SIZE | PRICE | WEIGHT | PRICE | WEIGHT | PRICE | WEIGHT | PRICE | WEIGHT
2" | 835 | 46# | 740 | 36#
3" | 1094 | 69# | 1048 | 59# | 1017 | 65# | 994 | 60#
4" | 1251 | 102# | 1170 | 86# | 1191 | 88# | 1117 | 90#
6" | 1620 | 158# | 1493 | 134# | 1563 | 146# | 1493 | 134#
8" | 2520 | 237# | 2378 | 207# | 2435 | 229# | 2333 | 214#
10" | 3917 | 387# | 3708 | 351# | 3831 | 382# | 3708 | 365#
12" | 4951 | 523# | 4692 | 473# | 4738 | 522# | 4477 | 497#
| FIG 8576 CUTTING-IN |  | FIG 8576 CUTTING-IN |  | FIG 8950 MJ X FLG |  | FIG 8950 MJ X FLG
| WITH ACCESS |  | LESS ACCESS |  | TAP - WITH ACCESS |  | TAP - LESS ACCESS
SIZE | PRICE | WEIGHT | PRICE | WEIGHT | PRICE | WEIGHT | PRICE | WEIGHT
4" | 1649 | 103# | 1614 | 87# | 1563 | 101# | 1476 | 93#
6" | 2243 | 158# | 2204 | 134# | 2166 | 155# | 2085 | 145#
8" | 3478 | 237# | 3430 | 207# | 3213 | 240# | 3095 | 225#
10" | 5148 | 387# | 4920 | 351# | 4810 | 411# | 4667 | 393#
12" | 6496 | 523# | 6210 | 473# | 7352 | 553# | 7050 | 528#
FIG 8067
SCREWED END OS&Y
SIZE | PRICE | WEIGHT
2" | 912 | 30#
2 1/2" | 1144 | 50#
3" | 1332 | 70#
Figure 8057 Furnished with operating nut unless wheel is specified.
Figure 8561A Furnished with wheel unless operating nut is specified
and does not include bolts, nuts & gaskets for flange side.
All other NRS figure numbers furnished with operating nuts.

## Page 8
AWWA C-509 KS-FW RESILIENT SEATED GATE VALVES
Back to table of contents.
FIG 8901 SLIP JT X SLIP JT |  |  |  | FIG 8901 SLIP JT X SLIP JT
(TYTON) LESS GASKETS |  |  |  | (TYTON) WITH GASKETS |  |  | 2.666
SIZE | PRICE | WEIGHT |  | SIZE | PRICE | WEIGHT
4" | 1201 | 82# |  | 4" | 1275 | 83#
6" | 1581 | 139# |  | 6" | 1648 | 141#
8" | 2402 | 217# |  | 8" | 2627 | 221#
10" | 3880 | 359# |  | 10" | 4017 | 363#
12" | 4863 | 501# |  | 12" | 5028 | 505#
FIG 8902 SLIP JT X FLG |  |  |  | FIG 8902 SLIP JT X FLG
(TYTON) LESS GASKETS |  |  |  | (TYTON) WITH GASKETS
SIZE | PRICE | WEIGHT |  | SIZE | PRICE | WEIGHT
4" | 1180 | 85# |  | 4" | 1210 | 86#
6" | 1555 | 139# |  | 6" | 1599 | 140#
8" | 2458 | 220# |  | 8" | 2515 | 222#
10" | 3865 | 372# |  | 10" | 3934 | 376#
12" | 4756 | 514# |  | 12" | 4840 | 518#
TYTON GASKET PART CODES
|  | 4" |  | 441875P
|  | 6" |  | 441879P
|  | 8" |  | 441881P
|  | 10" |  | 441883P
|  | 12" |  | 441885P
PALLET QUANTITIES
SIZE | NRS WITH WHEEL |  | NRS WITH NUT | OS&Y | CHECK VALVES
2" | 36 |  | 84 | N/A | 36
2 1/2" | 36 |  | 56 | 36 | 30
3" | 30 |  | 36 | 30 | 20
4" | 30 |  | 30 | 24 | 12
6" | 16 |  | 16 | 10 | 9
8" | 8 |  | 8 | 8 | 4
10" | 6 |  | 6 | 6 | 4
12" | 4 |  | 6 | 4 | 4

## Page 9
AWWA C515--DUCTILE IRON--RESILIENT SEATED GATE VALVES
MODEL NUMBER -- "KS-RW"
|  |  | Back to table of contents. |  |  |  |  | Next C515 Page
| FIG 7571 MJ X MJ |  | FIG 7571 MJ X MJ |  | FIG 7572 FLG X MJ |  | FIG 7572 FLG X MJ |  | 2.666
| WITH ACCESS |  | LESS ACCESS |  | WITH ACCESS |  | LESS ACCESS
SIZE | PRICE | WEIGHT | PRICE | WEIGHT | PRICE | WEIGHT | PRICE | WEIGHT
2" | 835 | 47# | 740 | 37# | N/A |  | N/A
3" | 1094 | 68# | 1048 | 58# | 1017 | 60# | 955 | 55#
4" | 1251 | 86# | 1170 | 70# | 1191 | 83# | 1117 | 75#
6" | 1620 | 134# | 1493 | 110# | 1563 | 123# | 1493 | 111#
8" | 2520 | 203# | 2378 | 173# | 2435 | 195# | 2333 | 180#
10" | 3917 | 323# | 3708 | 287# | 3831 | 334# | 3708 | 316#
12" | 4951 | 412# | 4692 | 362# | 4738 | 423# | 4477 | 398#
14" | 15321 |  | 14499 |  | 14910 |  | 14499
16" | 16624 |  | 15728 |  | 16176 |  | 15728
18" | 27342 |  | 25744 |  | 26543 |  | 25744
20" | 32647 |  | 30918 |  | 31784 |  | 30918
24" | 46602 |  | 43962 |  | 45279 |  | 43962
30" | POA |  | POA |  | POA |  | POA
36" | POA |  | POA |  | POA |  | POA
42" | POA |  | POA |  | POA |  | POA
48" | POA |  | POA |  | POA |  | POA
54" | POA |  | POA |  | POA |  | POA
►NOTE: Gearing is recommended for Valves 18" to 24".
Valves 30" and above require gearing for proper operation.
| FIG 7576 CUTTING-IN |  | FIG 7576 CUTTING-IN |  | FIG 7950 MJ X FLG |  | FIG 7950 MJ X FLG
| WITH ACCESS |  | LESS ACCESS |  | TAP - WITH ACCESS |  | TAP - LESS ACCESS
SIZE | PRICE | WEIGHT | PRICE | WEIGHT | PRICE | WEIGHT | PRICE | WEIGHT
4" | 1649 | 86# | 1614 | 70# | 1561 | 94# | 1475 | 86#
6" | 2243 | 134# | 2204 | 110# | 2165 | 186# | 2084 | 112#
8" | 3478 | 203# | 3430 | 173# | 3213 | 192# | 3095 | 177#
10" | 5148 |  | 4920 |  | 4810 | 320# | 4667 | 302#
12" | 6496 |  | 6210 |  | 7351 | 411# | 7050 | 386#
14" |  |  |  |  | 16597 |  | 16187
16" |  |  |  |  | 18849 |  | 18356
18" |  |  |  |  | 31277 |  | 30478
20" |  |  |  |  | 37666 |  | 36800
24" |  |  |  |  | 51259 |  | 49941
►NOTE: | Gearing is recommended for valves 18" to 24".
Valves 30" and above require gearing for proper operation.
RESILIENT SEAT GATE VALVE GEARING ONLY
for NON-RISING STEM GATE VALVES
| ENCLOSED BEVELED |  |  |  | ENCLOSED SPUR
| 14" - 16" |  | 4933 |  | 14" - 16" |  | 4734
| 18" |  | 5866 |  | 18" |  | 5445
| 20" |  | 5866 |  | 20" |  | 5445
| 24" |  | 6583 |  | 24" |  | 6355

## Page 10
AWWA C515--DUCTILE IRON--RESILIENT SEATED GATE VALVES
MODEL NUMBER -- "KS-RW"
Previous C515 Page |  |  | Back to table of contents. |  |  |  |  | Next C515 Page
| FIG 7057 |  |  | FIG 7566 |  |  |  |  | 2.666
| SCREWED ENDS |  | FLG X FLG OS&Y
SIZE | PRICE | WEIGHT |  | PRICE
2" | 714 | 20#
2 1/2" | 884 | 40#
3" | 1053 | 46#
4"
6"
8"
10"
12"
14" |  |  |  | 20660
16" |  |  |  | 25599
18" |  |  |  | 28821
20" |  |  |  | 36179
24" |  |  |  | 49993
| *FIG 7561A |  | FIG 7592ABF |  | FIG 7593ABF |  | FIG 7597
| FLANGED ENDS |  | FLG X GRV NRS |  | GRV X GRV NRS |  | PVC W/GASKETS
SIZE | PRICE | WEIGHT | PRICE | WEIGHT | PRICE | WEIGHT | PRICE | WEIGHT
2" | 732 | 42# |  |  |  |  | 761 | 35#
2 1/2" | 874 | 52# | 874 | 44# | 874 | 44# | 1043 | 44#
3" | 1038 | 68# | 1038 | 55# | 1038 | 54# | 1112 | 54#
4" | 1160 | 82# | 1160 | 77# | 1160 | 74# | 1273 | 70#
6" | 1550 | 126# | 1549 | 119# | 1549 | 107# | 1648 | 112#
8" | 2423 | 201# | 2423 | 176# | 2423 | 145# | 2598 | 178#
10" | 3850 | 358#
12" | 4649 | 449#
14" | 14499
16" | 15728
18" | 25744
20" | 30918
24" | 43962
30" | POA
36" | POA
42" | POA
48" | POA
54" | POA
►NOTE: | Gearing is recommended for valves 18" to 24".
Valves 30" and above require gearing for proper operation.
►NOTE: | Figure number 7561 in sizes 14" - 48" get no tap in the body.
*All 2 1/2" through 12" 7561A Valves are Tapped & Plugged at the 'A' Position
(2 1/2" - 4" are 1/2" Taps) (6" - 12" are 3/4" Taps)
Figure 7561A is Furnished with a handwheel unless operating nut is specified and does not include
bolts, nuts & gaskets for flange side. All other NRS figure numbers furnished with operating nuts.
RESILIENT SEAT GATE VALVE GEARING ONLY
for NON-RISING STEM GATE VALVES
| ENCLOSED BEVELED |  |  |  | ENCLOSED SPUR
| 14" - 16" |  | 4933 |  | 14" - 16" |  | 4734
| 18" |  | 5866 |  | 18" |  | 5446
| 20" |  | 5866 |  | 20" |  | 5446
| 24" |  | 6584 |  | 24" |  | 6356

## Page 11
AWWA C515--DUCTILE IRON--RESILIENT SEATED GATE VALVES
MODEL NUMBER -- "KS-RW"
Previous C515 Page |  |  | Back to table of contents.
| FIG 7901 SLIP JT X |  | FIG 7901 SLIP JT X |  | FIG 7902 SLIP JT X |  | FIG 7902 SLIP JT X FLG |  | 2.666
| SLIP JT (TYTON) |  | SLIP JT (TYTON) |  | FLG (TYTON) |  | (TYTON)
| LESS GASKETS |  | WITH GASKETS |  | LESS GASKETS |  | WITH GASKETS
SIZE | PRICE | WEIGHT | PRICE | WEIGHT | PRICE | WEIGHT | PRICE | WEIGHT
4" | 1202 | 77# | 1275 | 78# | 1180 | 83# | 1210 | 84#
6" | 1581 | 124# | 1648 | 126# | 1555 | 124# | 1599 | 125#
8" | 2401 | 188# | 2628 | 192# | 2458 | 188# | 2515 | 190#
10" | 3880 | 311# | 4017 | 315# | 3865 | 313# | 3934 | 317#
12" | 4863 | 424# | 5028 | 428# | 4756 | 440# | 4840 | 444#
14" | 15997 |  | 16302
16" | 16302 |  | 16451
►NOTE: | Gearing is recommended for valves 18" to 24"
Valves 30" and above require gearing for prper operation
AWWA C515 -- DUCTILE IRON -- HDPE ENDS -- RESILIENT SEATED GATE VALVES
MODEL NUMBER -- "KS-RW"
| IPS & DIPS 09 |  |  |  | IPS & DIPS 11
SIZE | PRICE |  | WEIGHT | SIZE | PRICE |  |  | WEIGHT
2" | 991 |  | 45# | 2" | 1041 |  |  | 45#
3" | 1401 |  | 55# | 3" | 1441 |  |  | 55#
4" | 1551 |  | 68# | 4" | 1601 |  |  | 68#
6" | 2041 |  | 133# | 6" | 2105 |  |  | 133#
8" | 3335 |  | 222# | 8" | 3383 |  |  | 222#
10" | 5763 |  | 385# | 10" | 5757 |  |  | 385#
12" | 8015 |  | 493# | 12" | 8131 |  |  | 493#
AWWA C515--250 LB FLANGE DUCTILE IRON--RESILIENT SEATED GATE VALVES
MODEL NUMBER -- "KS-RW"
FIG 5058
FLANGED END NRS
|  |  |  | SIZE | PRICE |  |  | WEIGHT
▼
| See UL/FM price book |  |  | 2 1/2" | 2200 |  |  | 79#
| for 250# OS&Y gate valves |  |  | 3" | 2200 |  |  | 79#
|  |  |  | 4" | 2710 |  |  | 99#
|  |  |  | 6" | 3982 |  |  | 167#
|  |  |  | 8" | 5426 |  |  | 253#
|  |  |  | 10" | 7492 |  |  | 415#
|  |  |  | 12" | 10824 |  |  | 533#
RESILIENT SEAT GATE VALVE GEARING ONLY
for NON-RISING STEM GATE VALVES
| ENCLOSED BEVELED |  |  |  | ENCLOSED SPUR
| 14" - 16" |  | 4933 |  | 14" - 16" |  | 4734
| 18" |  | 5866 |  | 18" |  | 5446
| 20" |  | 5866 |  | 20" |  | 5446
| 24" |  | 6584 |  | 24" |  | 6356

## Page 12
Back to table of contents

## Page 13
AWWA C515--DUCTILE IRON-- 350 PSI RESILIENT SEATED GATE VALVES
MODEL NUMBER -- "KS-RWHP"
Back to table of contents.
| FIG 5571 MJ X MJ |  | FIG 5571 MJ X MJ |  | FIG 5572 FLG X MJ |  | FIG 5572 FLG X MJ
| WITH ACCESS |  | LESS ACCESS |  | WITH ACCESS |  | LESS ACCESS
SIZE | PRICE | WEIGHT | PRICE | WEIGHT | PRICE | WEIGHT | PRICE | WEIGHT
2" | 835 | 47# | 740 | 37# | N/A |  | N/A
3" | 1094 | 68# | 1048 | 58# | 1017 | 60# | 955 | 55#
4" | 1251 | 86# | 1170 | 70# | 1191 | 83# | 1117 | 75#
6" | 1620 | 134# | 1493 | 110# | 1563 | 123# | 1493 | 111#
8" | 2520 | 203# | 2378 | 173# | 2435 | 195# | 2333 | 180#
10" | 3917 | 323# | 3708 | 287# | 3831 | 334# | 3708 | 316#
12" | 4951 | 412# | 4692 | 362# | 4738 | 423# | 4477 | 398#
| FIG 5576 CUTTING-IN |  | FIG 5576 CUTTING-IN |  | FIG 5950 MJ X FLG |  | FIG 5950 MJ X FLG
| WITH ACCESS |  | LESS ACCESS |  | TAP - WITH ACCESS |  | TAP - LESS ACCESS
SIZE | PRICE | WEIGHT | PRICE | WEIGHT | PRICE | WEIGHT | PRICE | WEIGHT
4" | 1649 | 86# | 1614 | 70# | 1561 | 94# | 1475 | 86#
6" | 2243 | 134# | 2204 | 110# | 2165 | 186# | 2084 | 112#
8" | 3478 | 203# | 3430 | 173# | 3213 | 192# | 3095 | 177#
10" | 5148 |  | 4920 |  | 4810 | 320# | 4667 | 302#
12" | 6496 |  | 6210 |  | 7351 | 411# | 7050 | 386#
| FIG 5057 |  |  | FIG 5566
| SCREWED ENDS |  | FLG X FLG OS&Y
SIZE | PRICE | WEIGHT |  | PRICE
2" | 714 | 20# |  | ▼
2 1/2" | 884 | 40# | See UL/FM price book
3" | 1053 | 46# | and discounts for
4" |  |  | 2 1/2 - 12" gate valves
6"
8"
10"
12"
| *FIG 5561A |  | FIG 5592ABF |  | FIG 5593ABF |  | FIG 5597
| FLANGED ENDS |  | FLG X GRV NRS |  | GRV X GRV NRS |  | PVC W/GASKETS
SIZE | PRICE | WEIGHT | PRICE | WEIGHT | PRICE | WEIGHT | PRICE | WEIGHT
2" | 732 | 42# |  |  |  |  | 761 | 35#
2 1/2" | 874 | 52# | 874 | 44# | 874 | 44# | 1043 | 44#
3" | 1038 | 68# | 1038 | 55# | 1038 | 54# | 1112 | 54#
4" | 1160 | 82# | 1160 | 77# | 1160 | 74# | 1273 | 70#
6" | 1550 | 126# | 1549 | 119# | 1549 | 107# | 1648 | 112#
8" | 2423 | 201# | 2423 | 176# | 2423 | 145# | 2598 | 178#
10" | 3850 | 358#
12" | 4649 | 449#
*All 2 1/2" through 12" 5561A Valves are Tapped & Plugged at the 'A' Position
(2 1/2" - 4" are 1/2" Taps) (6" - 12" are 3/4" Taps)
Figure 7561 Furnished with wheel unless operating nut is specified and does not include
bolts, nuts & gaskets for flange side. All other NRS figure numbers furnished with operating nuts.
AWWA C515--DUCTILE IRON-- 350 PSI RESILIENT SEATED GATE VALVES
MODEL NUMBER -- "KS-RW"
Previous C515 Page |  |  | Back to table of contents.
| FIG 5901 SLIP JT X |  | FIG 5901 SLIP JT X |  | FIG 5902 SLIP JT X |  | FIG 5902 SLIP JT X FLG
| SLIP JT (TYTON) |  | SLIP JT (TYTON) |  | FLG (TYTON) |  | (TYTON)
| LESS GASKETS |  | WITH GASKETS |  | LESS GASKETS |  | WITH GASKETS
SIZE | PRICE | WEIGHT | PRICE | WEIGHT | PRICE | WEIGHT | PRICE | WEIGHT
4" | 1202 | 77# | 1275 | 78# | 1180 | 83# | 1210 | 84#
6" | 1581 | 124# | 1648 | 126# | 1555 | 124# | 1599 | 125#
8" | 2401 | 188# | 2628 | 192# | 2458 | 188# | 2515 | 190#
10" | 3880 | 311# | 4017 | 315# | 3865 | 313# | 3934 | 317#
12" | 4863 | 424# | 5028 | 428# | 4756 | 440# | 4840 | 444#

## Page 14
AWWA C500 DOUBLE DISC METAL SEATED
|  |  | Back to table of contents. |  |  |  |  | Next DD Page
* FIG C561/F5070 |  |  | FIG C571/F5065 |  |  | FIG C571/F5065
FLANGED |  |  | MJ WITH ACCESS |  |  | MJ LESS ACCESS
SIZE | PRICE | WEIGHT |  | PRICE | WEIGHT |  | PRICE | WEIGHT
3" | 1238 | 50# |  | 1306 | 64# |  | 1250 | 52#
4" | 1384 | 90# |  | 1494 | 106# |  | 1398 | 90#
6" | 1850 | 150# |  | 1934 | 176# |  | 1782 | 154#
8" | 2890 | 243# |  | 3006 | 266# |  | 2838 | 238#
10" | 4594 | 405# |  | 4672 | 415# |  | 4424 | 375#
12" | 5546 | 535# |  | 5906 | 522# |  | 5596 | 480#
14" | 11769 | 876# |  | 12642 | 863# |  | 11769 | 765#
16" | 15727 | 1130# |  | 16622 | 1237# |  | 15727 | 1119#
18" | 25743 | 1460# |  | 27341 | 1494# |  | 25743 | 1360#
20" | 30918 | 1980# |  | 32647 | 1988# |  | 39018 | 1830#
24" | 43961 | 2730# |  | 46600 | 2646# |  | 43961 | 2430#
30" | 90384 | 4784# |  | 95301 | 5023# |  | 93084 | 4725#
36" | 114941 | 7560# |  | 121918 | 8246# |  | 114941 | 7800#
* FIG C572/F5066 |  |  | * FIG C572/F5066 |  |  | FIG C566/F5072
FLG X MJ WITH ACCESS |  |  | FLG X MJ LESS ACCESS |  |  | OS&Y RISING STEM
SIZE | PRICE | WEIGHT |  | PRICE | WEIGHT |  | PRICE | WEIGHT
4" | 1422 | 92# |  | 1334 | 84# |  | N/A
6" | 1866 | 145# |  | 1782 | 134# |  | N/A
8" | 2906 | 244# |  | 2784 | 230# |  | N/A
10" | 4570 | 393# |  | 4424 | 373# |  | N/A
12" | 5652 | 546# |  | 5340 | 525# |  | N/A
14" | 14908 | 802# |  | 11768 | 753# |  | 19005 | 1075#
16" | 16172 | 1158# |  | 15726 | 1099# |  | 20674 | 1380#
18" | 26538 | 1410# |  | 25740 | 1343# |  | 29956 | 1560#
20" | 31764 | 1980# |  | 30912 | 1901# |  | 37604 | 2180#
24" | 45272 | 2880# |  | 43952 | 2772# |  | 51962 | 2835#
30" | 93704 | 4754# |  | 89597 | 4605# |  | 119796 | 5000#
36" | 115943 | 7440# |  | 110716 | 7217# |  | 153864 | 9000#
►Notes: | 42" & 48" - POA and are available in MJ, FLG, & FLG X MJ
* C561/C572 does not include bolts, nuts & gaskets for flange
C561 gate valves are furnished with a hand wheel, unless otherwise specified.
Bypass recommended on 14" & larger but mandatory on 30" & larger.
Gearing recommended on 18" and larger but mandatory on 30" and larger.
Horizontal valves 14" and larger require rollers, tracks and scrapers.
Sizes 3" - 12", 200# WWP, 400# TEST
Sizes 14" - 48", 150# WWP, 300# TEST
Special coating other than standard - $36.00 per coat per inch for inside or outside
| Indicator Posts Plates |  |  | 4" - 12" |  | 268
|  |  |  | 14" - 16" |  | 694
| Mitre Boxes |  |  |  |  | POA

## Page 15
AWWA C500 DOUBLE DISC METAL SEATED OR ROTATING DISC GATE VALVES
Previous DD Page |  |  | Back to table of contents.
See Page 13 for DD Adders
FIG C950/F5093 MJ X FLG |  |  |  | FIG C950/F5093 MJ X FLG
TAPPING VALVE WITH ACCESS |  |  |  | TAPPING VALVE LESS ACCESS
SIZE | PRICE | WEIGHT |  | SIZE | PRICE | WEIGHT
3" | 1736 | 59# |  | 3" | 1594 | 53#
4" | 1866 | 101# |  | 4" | 1762 | 93#
6" | 2584 | 175# |  | 6" | 2488 | 164#
8" | 3832 | 270# |  | 8" | 3692 | 256#
10" | 5738 | 426# |  | 10" | 5568 | 406#
12" | 8770 | 563# |  | 12" | 8410 | 542#
14" | 14717 | 904# |  | 14" | 13382 | 855#
16" | 18849 | 1217# |  | 16" | 18354 | 1158#
18" | 31278 | 1437# |  | 18" | 30394 | 1370#
20" | 37349 | 2063# |  | 20" | 36392 | 1984#
24" | 51259 | 2838# |  | 24" | 49798 | 2730#
FIG C571/F5067 MJ CUT-IN |  |  |  | FIG C571/F5067 MJ CUT-IN
WITH ACCESS |  |  |  | LESS ACCESS
SIZE | PRICE | WEIGHT |  | SIZE | PRICE | WEIGHT
4" | 1658 | 106# |  | 4" | 1552 | 90#
6" | 2256 | 176# |  | 6" | 2088 | 167#
8" | 3498 | 266# |  | 8" | 3310 | 250#
10" | 5458 | 415# |  | 10" | 5184 | 375#
12" | 6886 | 522# |  | 12" | 6546 | 514#
NOTE: Figure C561 is furnished with a hand wheel, unless otherwise specified.

## Page 16
DOUBLE DISC GATE VALVE OPTIONAL EQUIPMENT
LIST ADDERS FOR DOUBLE DISC GATE VALVES
Back to Double Disc Gate Valves |  |  | Back to table of contents.
ENCLOSED BEVEL GEARS ** |  |  |  |  | ENCLOSED SPUR GEARS
HORIZONTAL GEAR CASE |  |  |  |  | VERTICAL GEAR CASE
SIZE |  | PRICE |  |  | SIZE | PRICE
14" |  | 8480 |  |  | 14" | 6628
16" |  | 8480 |  |  | 16" | 6628
18" | * | 10058 |  |  | 18" | 7623
20" | * | 10441 |  |  | 20" | 7623
24" | * | 12319 |  |  | 24" | 8897
30" |  | 16704 |  |  | 30" | 11646
36" |  | 23762 |  |  | 36" | 17580
42/48" |  | POA |  |  | 42/48" | POA
** BEVEL GEAR ADDER INCLUDES ROLLERS, TRACKS, AND SCRAPERS
Position Indicators and Stainless Steel Bolts and Nuts Priced on Availability
* If valves are 16" or larger, and are to be used in a horizontal position, rollers, tracks, and scrapers are recommended.
**Gearing is recommended on valves 18" and larger it's required on valves 30" and larger.
**Bypass is recommended on valves 16" and larger bypass is mandatory on valves 30" and larger.
**14" Bypass for double disc only. N/A for rotating disc
NRS BY-PASS VALVES
|  | VALVE SIZE |  | PRICE | BY-PASS SIZE
|  | 14" |  | 4970 | 2"
|  | 16" |  | 4970 | 3"
|  | 18" |  | 5715 | 3"
|  | 20" |  | 5715 | 3"
|  | 24" |  | 7617 | 4"
|  | 30" |  | 8463 | 4"
|  | 36" |  | 11492 | 6"
|  | 42" |  | POA | 8"
|  | 48" |  | POA | 8"
** Chain wheel Sprockets & Chain - FIGURE 197
| Valve | Chain |  | Price of Wheel | Price of Chain
| Size | Wheel # | PART # | Per Wheel | Per Foot | PART #
| 2" | # 2 | 445858P | 362 | 12 | 450693F
| 2 1/2" | # 2 | 445858P | 362 | 12 | 450693F
| 3",4", 6" | # 2 1/2 | 445860P | 554 | 12 | 450694F
| 8" | # 3 | 445862P | 658 | 12 | 450694F
| 10", 12" | #3 1/2 | 445864P | 926 | 12 | 450694F
| 14", 16" | # 4 | N/A | 1234 | 12
| 18, 20" | # 4 1/2 | N/A | 1708 | 12
| 24"- 30" | # 5 | N/A | 2106 | 12
| 36"- 48" | POA | N/A | POA | POA
** When ordering, indicate either Wheel Diameter or
size and figure number of valve

## Page 17
RESILIENT WEDGE GATE VALVE OPTIONAL EQUIPMENT
Back to table of contents.
NOTE: | The following items are special and will be priced on application:
Tagging, documentation, epoxy coating, limit switches, flanged protectors,
end flange accessories, power operators (electric or cylinder), palletizing,
export crating, and hand wheels on NRS valves other than flanged or screw end.
Add to list price of valve for each tapped hole in PERMANENT BOSS
2" through 4" |  |  | 37 |  | Prices for valves
6" and 8" |  |  | 37 |  | NOT furnished with
10" and 12" |  |  | 37 |  | permanent Boss are
14" and larger |  |  | 37 |  | priced on application.
Refer to catalog for maximum size taps and locations
LIST PRICE ADDERS:
STAINLESS STEEL BOLTS & NUTS
|  | SIZE |  | 316SS
|  | 2" - 4" |  | 99
|  | 6" |  | 99
|  | 8" |  | 189
|  | 10" |  | 231
|  | 12" |  | 322
|  | 14" |  | 492
|  | 16" |  | 492
|  | 18" |  | 821
|  | 20" |  | 880
|  | 24" |  | 1922
|  | 30" |  | POA
|  | 36" |  | POA

## Page 18
AWWA BUTTERFLY VALVES WITH UNDERGROUND ACTUATORS W/OP-NUT
Back to table of contents.
Style 4500: 4" - 24" Style 1450: 30" - 48"
(Sized for AWWA Class 150B ~ Table 1 ~ Torques)
| 4500-02 |  | 4500-01 Mechanical |  |  | 4500-05 |  | 4500-13 FLG X MJ
Size | Flanged | Weight* | Joint with Access. |  | Weight* | Wafer | Weight* | W/Access | Weight*
4" | 1105 | 75# | 1351 |  | 100# | 1314 | 55#
6" | 1138 | 95# | 1440 |  | 135# | 1347 | 65# | 1345 | 120#
8" | 1458 | 140# | 1796 |  | 185# | 1667 | 80# | 1699 | 160#
10" | 2010 | 232# | 2442 |  | 285# | 2219 | 145#
12" | 2408 | 300# | 3150 |  | 335# | 2617 | 180# | 2900 | 315#
14" | 3940 | 485# | 5432 |  | 580# | 4149 | 380#
16" | 4688 | 570# | 6260 |  | 670# | 4897 | 440# | 5708 | 645#
18" | 5265 | 735# | 8409 |  | 920# | 5474 | 570#
20" | 7085 | 860# | 10379 |  | 1065# | 7294 | 650#
24" | 9835 | 1165# | 13303 |  | 1475# | 10044
*Weights are approximate unit weights in lbs.
►Note: MJ Valves less accessories, use Flanged Price.
30" through 48" (Style 1450) - POA
AWWA BUTTERFLY VALVES WITH ABOVE GROUND ACTUATORS
Style 4500: 4" - 24" Style 1450: 30" - 48"
(Hand Wheel Actuators sized for AWWA Class 150B ~ Table 1 ~ Torques)
| HAND WHEEL |  |  |  |  | **HAND LEVER
| 4500-02 |  | 4500-05 |  |  | 4500-02 |  | 4500-05
Size | Flanged | Weight* | Wafer | Weight* |  | Flanged | Weight* | Wafer | Weight*
4" | 1314 | 80# | 1314 | 60# |  | 1314 | 60# | 1314 | 40#
6" | 1347 | 100# | 1347 | 70# |  | 1347 | 85# | 1347 | 55#
8" | 1667 | 150# | 1667 | 100# |  | 1667 | 115# | 1667 | 65#
10" | 2219 | 242# | 2219 | 155# |  | ** 1/4 Turn for Hand Lever Butterfly Valves
12" | 2617 | 310# | 2617 | 190# |  | *Maximum Pressure Limitations for
14" | 4149 | 510# | 4149 | 405# |  | Hand Lever Actuated 4500 BFV:
16" | 4897 | 595# | 4897 | 465# |  | Water/Liquid |  | Air/Gas
18" | 5474 | 760# | 5474 | 595# |  | 8ft/sec. Max Flow |  | 10,000ft/min Max Flow
20" | 7294 | 885# | 7294 | 675# |  | 4" - 6" 200 PSI |  | 4" - 6" 150 PSI
24" | 10044 | 1190# |  |  |  | 8" -150 PSI |  | 8" - 150PSI
30" & LARGER - POA CLASS 250 VALVE MJ & FLANGED - POA
BUTTERFLY VALVE ACCESSORIES
CHAIN WHEELS
Add to price of BFV with Hand wheel: |  |  |  |  | Add for chain/foot |  | Cylinder & Electronic
4" - 12" with14" Hand wheel |  |  |  | 628 | 7 |  | Actuators are available on
14" - 24" with 18" Hand wheel |  |  |  | 824 | 9 |  | all sizes - provide specs.
Pricing on Availability

## Page 19
TAPPING SLEEVES
Back to table of contents.
| TAPPING SLEEVES |  |  |  |  | TAPPING SLEEVES
| SQUARE SEAL - For Cast Iron Pipe |  |  |  |  | TYLER MECHANICAL JOINT - WITH ACCESS. |  |  | 2
Compression type and single rectangular seal
| Complete Sleeve - FIG. 920 or 921 |  |  |  |  | FIG. 960DIC for Cast Iron & Ductile Iron (AB) Pipe
SizeSIZE |  | List | Part # |  | SIZE |  | PRICE
4 X 3" |  | 1422 | 1040403 920SS |  | 4 X 4" |  | 1422
4 X 4 " |  | 1422 | 1040404 920SS |  | 6 X 4" |  | 1691
6 X 3" |  | 1691 | 1040603 920SS |  | 6 X 6" |  | 1691
6 X 4" |  | 1691 | 1040604 920SS |  | 8 X 4" |  | 2077
6 X 6" |  | 1691 | 1040606 920SS |  | 8 X 6" |  | 2077
8 X 3" |  | 2077 | 1040803 920SS |  | 8 X 8" |  | 2249
8 X 4" |  | 2077 | 1040804 920SS |  | 10 X 4" |  | 4109 | ***
8 X 6" |  | 2077 | 1040806 920SS |  | 10 X 6" |  | 4109
8 X 8" |  | 2249 | 1040808 920SS |  | 10 X 8" |  | 4366
10 X 3" |  | 4109 | 1041003 920SS |  | 10 X 10" |  | 4452 | ***
10 X 4" |  | 4109 | 1041004 920SS |  | 12 X 4" |  | 4109 | ***
10 X 6" |  | 4109 | 1041006 920SS |  | 12 X 6" |  | 4109
10 X 8" |  | 4366 | 1041008 920SS |  | 12 X 8" |  | 4366
10 X 10" |  | 4452 | 1041010 920SS |  | 12 X 10" |  | 5051 | ***
12 X 3" |  | 4109 | 1041203 920SS |  | 12 X 12" |  | 5192
12 X 4" |  | 4109 | 1041204 920SS
12 X 6" |  | 4109 | 1041206 920SS |  | *** Available for Figure 960DIC ONLY.
12 X 8" |  | 4366 | 1041208 920SS
12 X 10" |  | 5051 | 1041210 920SS
12 X 12" |  | 5192 | 1041212 920SS |  | FULL BODY MJ - POA
NOTE: ALL MJ TAPPING SLEEVES ARE PURCHASED FROM OTHER MANUFACTURERS

## Page 20
ECCENTRIC PLUG VALVES
Back to table of contents.
Size |  | F5412 Flanged |  |  | F5413 MJ w/acc |  | F5414 Grooved
|  | No Operator * |  |  | No Operator * |  | No Operator *
3" |  | 686 |  |  | 753 |  | 686 |  | 1.5
4" |  | 727 |  |  | 794 |  | 727
6" |  | 1246 |  |  | 1341 |  | 1246
8" |  | 1737 |  |  | 1872 |  | 1737
10" |  | 2570 |  |  | 2772 |  | 2570
12" |  | 3373 |  |  | 3649 |  | 3373
14" |  | 4947 |  |  | 5292
16" |  | 6923 |  |  | 7407
18" |  | 10333 |  |  | 10891
20" |  | 14956 |  |  | 15651
24" |  | 26648 |  |  | 29711
*3" Flanged and Grooved valves come standard with levers. Operating nuts are available.
Worm gearing recommended on 6" with 75 PSI or more and 8" with 60 PSI or more. | [7 empty] | (See Pg. 18)
10" - 24" must add price of worm gear actuator. Actuator is recommended on 6" above
Notes: | All non-geared valves are furnished with op-nuts.
► | Lever wrench heads are available for 4" - 8" non-geared valves with op-nuts.
► | Lever actuators can only be used for pressure ratings of 100 PSI maximum and
25 PSI in reverse flow condition.
► | It is recommended that valves be configured with geared actuators if installed in pipelines
with high velocity flows or where water hammer conditions exist. Lever actuators can only
be used for pressure ratings of 100 PSI maximum and 25 PSI in the reverse flow condition.
► | Worm gears recommended on all buried service valves.
► | For MJ valves less accessories ~ use flanged list price
► | Gearing required on plug valves with handwheels
Adders: | Lever Wrench Head |  |  | $43.00 Part Number M1300490
| Special coating |  |  | $18.00 Per inch per coat
| Wrench Nut Handle |  |  | 3A50012
CHAIN LEVER OPERATOR (For 4" - 8" valves without actuators)
SIZE |  | PSI |  | Price |  | Part # | Size of Handles
on each side
4" |  | 0 - 75 |  | 265 |  | A1300653 | 9"
6" |  | 0 - 75 |  | 272 |  | A1300656 | 17"
8" |  | 0 - 60 |  | 272 |  | A1300656 | 17"
►Note: | Chain for above PC# T0800062 - $6.00. per foot
CHAIN WHEEL
(Add to price of actuator and hand wheel)
Hand wheel Size |  |  | Price |  |  | 304 Stainless Steel Bolts
& Nuts for Plug Valve
10" |  |  | 331 |  |  | 4" - 6" |  | 40
18" |  |  | 553 |  |  | 8" |  | 56
24" |  |  | 1017 |  |  | 10" - 12" |  | 78
30" |  |  | 1255 |  |  | 14" - 24" |  | 254
►Note: | Chain for above PC# T0800062 - $6.00. per foot
►Note: | 316 Stainless Steel bolts & nuts are POA.

## Page 21
WORM GEAR ACTUATORS
Add to price of plug valve. (See page 17) |  |  |  | Back to table of contents.
Worm Gear Actuator Section Chart For In-Plant Valves (above ground w/hand wheel)
|  |  | Back to table of contents. | [7 empty] | 1.5
|  | Differential Pressure Across Valve (PSI) | [6 empty] | Worm Gear
Size |  | 0-25 | 26-50 | 51-75 | 76-100 | 101-125 | 126-150 | 151-175 | Pricing
4" |  | A110 | A110 | A110 | A110 | A110 | A110 | A110 | A110 | 817
6" |  | A110 | A110 | A110 | A110 | A110 | A110 | A110 | A118 | 948
8" |  | A110 | A110 | A110 | A110 | A110 | A110 | A110 | A924 | 2637
10" |  | A118 | A118 | A118 | A118 | A118 | A118 | A118 | A930 | 2730
12" |  | A118 | A118 | A118 | A118 | A118 | A118 | A118 | A1024 | 3313
14" |  | A924 | A924 | A924 | A924 | A924 | A930 |  | A1030 | 4347
16" |  | A1024 | A1024 | A1024 | A1024 | A1024 | A1624 |  | A1624 | 5035
18" |  | A1024 | A1024 | A1024 | A1024 | A1030 | A1624 |  | A1630 | 9608
20" |  | A1024 | A1024 | A1024 | A1030 | A1624 | A1624
24" |  | A1024 | A1024 | A1030 | A1624 | A1630 | A1630
A110 |  | 1KE/10" | Hand wheel |  |  | A1024 |  | 10KE2.5/24" | Hand wheel
A118 |  | 1KE/18" | Hand wheel |  |  | A1030 |  | 10KE2.5/30" | Hand wheel
A924 |  | 9KE/24" | Hand wheel |  |  | A1624 |  | 10KE6/24" | Hand wheel
A930 |  | 9KE/30" | Hand wheel |  |  | A1630 |  | 16KE/30" | Hand wheel
Worm Gear Actuator Section Chart for Underground Valves (buried w/op-nut)
|  | Differential Pressure Across Valve (PSI) | [6 empty] | Worm Gear
Size |  | 0-25 | 26-50 | 51-75 | 76-100 | 101-125 | 126-150 | 151-175 | Pricing
4" |  | U10N | U10N | U10N | U10N | U10N | U10N | U10N | U10N | 872
6" |  | U10N | U10N | U10N | U10N | U10N | U10N | U10N | U90N | 2676
8" |  | U10N | U10N | U10N | U10N | U10N | U10N | U10N | U100N | 4027
10" |  | U10N | U10N | U10N | U10N | U10N | U10N | U10N | U160N | 9747
12" |  | U10N | U10N | U10N | U10N | U10N | U10N | U10N
14" |  | U90N | U90N | U90N | U90N | U90N | U90N
16" |  | U90N | U90N | U90N | U100N | U100N | U100N
18" |  | U100N | U100N | U100N | U100N | U100N | U100N
20" |  | U100N | U100N | U100N | U100N | U100N | U100N
24" |  | U100N | U100N | U100N | U160N | U160N | U160N
U10N |  | 1KE/Op nut Buried Service
U90N |  | 9KE/Op nut Buried Service
U100N |  | 10KE2.5/Op nut Buried Service
U160N |  | 16KE/Op nut Buried Service
Notes:
► | It is important to use ACTUAL PRESSURE when possible.
Under sizing is not recommended and over sizing is expensive.
► | IN-PLANT prices include indicator and hand wheel.
► | Underground Prices include operating nut and buried service cover.
► | ALL IN-PLANT actuators are sized for no more than 80lbs pull on hand wheel.
► | ALL UNDERGROUND actuators are sized for input torque of no more than 150 ft-lbs on the Op. Nut.
► | Price on application for valves requiring submerged service, special paint or 316 stainless steel hardware.
► | Epoxy adder - $18.00 list per inch/coat

## Page 22
100% PORT ECCENTRIC PLUG VALVES
Back to table of contents
Size |  | FLG X FlG 6412 | MJ X MJ 6413
3" |  | 776 | 800
3" w/ Worm Gear |  | 1358 | 1400
4" |  | 1057 | 1090
4" w/ Worm Gear |  | 1702 | 1755
6" |  | 1809 | 1865
6" w/ Worm Gear |  | 2551 | 2630
8" |  | 3288 | 3390
10" |  | 5087 | 5245
12" |  | 6164 | 6355
14" |  | 12688 | 13080
16" |  | 14308 | 14750
18" |  | 19349 | 18950
20" |  | 29308 | 29310
24" |  | 65402 | 67425
Worm Gearing recommended: 6" withy 75 PSI or more
Worm Gearing recommended on all 8"and larger
Valves with worm gear are available with handwheel or 2" nut at no additional charge
Lever Operator - $20.00 net adder
Full bidirectional shut off - gear is required

## Page 23
AWWA C 508 SWING CHECK VALVES - IRON BODY & BRONZE MOUNTED
Back to table of contents.
FIG. 1106 - Flanged with Bronze Faced or |  |  |  |  | FIG.1106LS - FLG - Lever & Spring Bronze Faced or
FIG. 1106A - Flanged with Rubber Faced Disc |  |  |  |  | FIG.1106LW - FLG - Lever & Weight Bronzed Faced or |  |  |  |  | 2.666
FIG.1106AS or FIG. 1106AW - Spring or Weight with
Rubber Disc
VALVE | PRICE |  | WEIGHT |  | VALVE | PRICE |  | LS & AS | LW & AW
SIZE |  |  |  |  | SIZE |  |  | WEIGHT | WEIGHT
2" | 1090 |  | 35# |  | 2" | 1916 |  | 39# | 39#
2 1/2" | 1376 |  | 50# |  | 2 1/2" | 2024 |  | 54# | 54#
3" | 1376 |  | 61# |  | 3" | 2199 |  | 65# | 65#
4" | 1700 |  | 119# |  | 4" | 2590 |  | 128# | 128#
6" | 2553 |  | 190# |  | 6" | 3484 |  | 201# | 201#
8" | 3737 |  | 347# |  | 8" | 5280 |  | 370# | 370#
10" | 6706 |  | 566# |  | 10" | 8473 |  | 600# | 600#
12" | 10497 |  | 774# |  | 12" | 12184 |  | 812# | 812#
14" | 14845 |  | 1080# |  | 14" | 16863 |  | 1150# | 1150#
16" | 20120 |  | 1590# |  | 16" | 22015 |  | 1630# | 1630#
18" | 29799 |  | 1890# |  | 18" | 31092 |  | 1835# | 1835#
20" | 34768 |  | 2450# |  | 20" | 36657 |  | 2470# | 2470#
24" | 49595 |  | 3310# |  | 24" | 50889 |  | 3415# | 3415#
30" | N/A |  |  |  | 30" | POA
CHECK VALVES ARE AVAILABLE WITH LIMIT SWITCHES
NET ADDER FOR LIMIT SWITCH (ALLEN BRADLEY) - $577.50 (3"-12"); $1,386.00 (14"-24")
|  | Sealed Explosion Proof Switch: 460604P |  |  |  |  | $ POA
SPECIAL LAY LENGTH CHECK VALVE
FIG. 1107LS or Fig. 1107LW - Flanged - Lever & Spring or Lever & Weight Bronze Faced
FIG. 1107AS or Fig. 1107AW - Flanged - Lever & Spring or Lever & Weight Rubber Faced
| VALVE |  | PRICE |  | LS & AS | LW & AW | SPECIAL
| SIZE |  |  |  | WEIGHT | WEIGHT | LAY LENGTH
| 2 1/2" |  | 2025 |  | 54# | 54# | 10"
| 3" |  | 2199 |  | 65# | 65# | 10 1/4"
| 4" |  | 2591 |  | 128# | 128# | 13"
| 6" |  | 3485 |  | 201# | 201# | 16"
| 8" |  | 5282 |  | 370# | 370# | 19"
| 10" |  | 8473 |  | 600# | 600# | 22"
| 12" |  | 12185 |  | 812# | 812# | 26"
AWWA C 508 SWING CHECK VALVES - IRON BODY & BRONZE MOUNTED
* Epoxy Coating I.D. and O.D. Now Standard on All Check Valves
Back to table of contents.
AWWA OIL CUSHIONED CHECK VALVES - IRON BODY & BRONZE MOUNTED
1606A Flanged, rubber faced disc with Lever and Weight Only
1606 Flanged, with bronze faced disc with Lever and Weight Only
| SIZE | PRICE 1606 |  | Price 1606A | WEIGHT 1606 |  | WEIGHT 1606A
| 3" |  |  | 10943 | 85# |  | 88#
| 4" | 13672 |  | 11774 | 138# |  | 145#
| 6" | 14749 |  | 13411 | 226# |  | 226#
| 8" | 17492 |  | 16255 | 395# |  | 405#
| 10" | 19825 |  | 21870 | 600# |  | 611#
| 12" | 24956 |  | 25333 | 829# |  | 843#
| ►Note: | Must denote horizontal or vertical application at time of order.

## Page 24
Back to table of contents

## Page 25
AWWA C 508 SWING CHECK VALVES - IRON BODY & BRONZE MOUNTED
* Epoxy Coating I.D. and O.D. Now Standard on All Check Valves
Back to table of contents.
AWWA AIR CUSHIONED CHECK VALVES - IRON BODY & BRONZE MOUNTED | [6 empty] | 2.666
1206A Flanged, rubber faced disc with Lever and Weight Only
1206 Flanged, with bronze faced disc with Lever and Weight Only
SIZE | PRICE |  |  | WEIGHT 1206 |  | WEIGHT 1206A
3" | 5065 |  |  | 90# |  | 92#
4" | 5841 |  |  | 150# |  | 157#
6" | 6551 |  |  | 226# |  | 226#
8" | 8441 |  |  | 402# |  | 412#
10" | 12291 |  |  | 613# |  | 625#
12" | 17795 |  |  | 862# |  | 876#
►Note: | Must denote horizontal or vertical application at time of order.
INCREASING TYPE CHECK VALVES - FLANGED & RUBBER FACED ONLY
SIZE |  | Style 1306A |  | Style 1306AW |  | Style 1306AS
|  |  |  | Lever & Weight |  | Lever & Spring
4" x 6" |  | 2659 |  | 3712 |  | 3712
4" x 8" |  | 2714 |  | 3737 |  | 3737
6" x 8" |  | 3460 |  | 4881 |  | 4881
6" x 10" |  | 3551 |  | 4975 |  | 4975
8" x 10" |  | 7413 |  | 9451 |  | 9451
8" x 12" |  | 7861 |  | 9891 |  | 9891
10" x 12" |  | 10180 |  | 12880 |  | 12880
KENFLEX RESILIENT HINGED CHECK VALVE FIGURE 506 AND 506J
SIZE | PRICE | 316 STAINLESS STEEL |  |  | Jackscrew for 506J back flush - POA.
|  | BOLTS & NUTS ADDER |  |  | Position Indicator - POA.
4" | 595 | 41 |  |  | Jackscrew Part Numbers:
6" | 942 | 85 |  |  |  |  | 409 | 1527
8" | 1504 | 100 |  |  | 4" | 448004P | 634 | 2367
10" | 2696 | 116 |  |  | 6" & 8" | 448006P | 982 | 3666
12" | 4096 | 140 |  |  | 10" & 12" | 448010P | 1760 | 6570
[5 empty] | Add: $156.00 Each |  | 2703 | 10089
ADDERS FOR IPT TAPS
| VALVE |  | MAXIMUM |  | PRICE
| SIZE |  | TAP
| 2 1/2" |  | 3/4" |  | 90
| 3 |  | 3/4" |  | 90
| 4 |  | 1" |  | 90
| 6 |  | 1 1/4" |  | 98
| 8 |  | 2" |  | 108
| 10 |  | 2" |  | 108
| 12 |  | 2" |  | 108
Position Indicator (4", 6", 8"): 448100P $100.00 Each
Note on L36: dcrane: CHANGE PER John TO NUMBERS ON SHEET.

## Page 26
MUD VALVES (IRON BODY BRONZE MOUNTED)
Back to table of contents.
FLANGED END
| A25600 NRS |  |  |  | A25612 Rising Stem
Size | 2721-20 |  | Weight |  | 2721-20 |  | Weight
3" | 645.75 |  | 40# |  | N/A
4" | 650.55 |  | 45# |  | 908.94 |  | 35#
6" | 722.1 |  | 55# |  | 983.91 |  | 50#
8" | 944.79 |  | 95# |  | 1255.25 |  | 85#
10" | 1488.06 |  | 130# |  | 2032.65 |  | 115#
12" | 1734.39 |  | 195# |  | 2677.83 |  | 180#
14" | 3502.5 |  | 240# |  | N/A
16" | 4200.99 |  | 280# |  | 4405.01 |  | 245#
18" | 4734.54 |  | 350# |  | 5238.98 |  | 330#
20" | 5222.01 |  | 450# |  | N/A
24" | 6652.74 |  | 635# |  | N/A
FLAP VALVES (IRON BODY BRONZE MOUNTED)
| Size |  | A2540-6 Flanged 2711-20 |  |  |  | Weight
| 4" |  | 388.59 |  |  |  | 26#
| 6" |  | 473.39 |  |  |  | 35#
| 8" |  | 754.97 |  |  |  | 48#
| 10" |  | 1024.56 |  |  |  | 88#
| 12" |  | 1151.21 |  |  |  | 140#
| 14" |  | 2539.95 |  |  |  | 156#
| 16" |  | 2940.95 |  |  |  | 183#
| 18" |  | 3697.04 |  |  |  | 274#
| 20" |  | 4600.7 |  |  |  | 320#
| 24" |  | 6003.33 |  |  |  | 480#
| 30" |  | 12822.77 |  |  |  | 750#
PRESSURE RELIEF VALVES
A2550RS |  |  |  | A2580 |  | 4" 191001
Floor PRV C. I. Hydrostatic Pressure |  |  |  | Wall PRV with Flanged Ends |  | 6" 192001
Relief Valve with Rubber Seats | [5 empty] | Wall Pipe with Grate
Size |  | Price |  | SIZE | PRICE | SIZE |  | PRICE
4"X8" |  | 139.26 |  | 4" | 225.54 | 4" Dia X 12" Length |  | 186.8
4"X12" |  | 150.18 |  | 6" | 336.36 | 4" Dia X 16" Length |  | 197.67
4"X16" |  | 160.06 |  |  |  | 4" Dia X 20" Length |  | 211.31
4"X24" |  | 182.91 |  |  |  | 6 Dia X 12" Length |  | 209.16
6"X8" |  | 300.32 |  |  |  | 6 Dia X 16" Length |  | 268.17
6"X12" |  | 313.97 |  |  |  | 6 Dia X 20" Length |  | 305.85
6"X16" |  | 324.87
6"X24" |  | 349.2
Special coatings other than standard - $17.47/coat/inch for inside or outside
All cast iron components coated with NSF approved two part epoxy.
All valves on this page are also available in stainless steel and are priced on availability.

## Page 27
SHEAR GATES (IRON BODY BRONZE MOUNTED)
Back to table of contents.
A25206 Flanged End
|  | Size |  | 2701-20 |  | Weight
|  | 4" |  | 569.37 |  | 24#
|  | 6" |  | 654.86 |  | 32#
|  | 8" |  | 866.06 |  | 51#
|  | 10" |  | 1125.14 |  | 82#
|  | 12" |  | 1435.55 |  | 117#
|  | 14" |  | 3815.84 |  | 187#
|  | 16" |  | 4005.71 |  | 306#
|  | 18" |  | 4482.09 |  | 372#
|  | 20" |  | 6241.34 |  | 425#
|  | 24" |  | 7994.88 |  | 610#
|  | 30" |  | 10523.36 |  | 1175#
Above Price include pull rods up to 2' 0" long
Custom length pull rods are priced as follows:
|  | Base price for 2' 0" pull rod (net) |  |  |  | 35.7
|  | Each additional foot (net per each) |  |  |  | 5.75
All cast iron components coated with NSF approved two part epoxy.
A130 - Minimum length lifting handle required
|  | 4" - 6" | 2' 0" |  | 12" - 14" | 4' 0"
|  | 8" - 10" | 3' 0" |  | 16"- 20" | 5" 0"
[5 empty] | 24" - 30" | 6' 0"
Special coatings other than standard - $18.00 per coat per inch for inside or outside

## Page 28
EXTENSION STEMS
Back to table of contents.
MUD VALVES EXTENSION STEM DIAMETER |  |  |  |  | GATE VALVE EXTENSION STEM DIAMETER
VALVE |  |  | DIAMETER |  | VALVE |  |  | DIAMETER
SIZE |  |  | EXT. STEM |  | SIZE |  |  | EXT. STEM
[5 empty] | 2" |  |  | 1"
[5 empty] | 2 1/2" |  |  | 1"
[5 empty] | 3" |  |  | 1"
4" |  |  | 1 1/8" |  | 4" |  |  | 1"
6" |  |  | 1 1/8" |  | 6" |  |  | 1 1/8"
8" |  |  | 1 1/4" |  | 8" |  |  | 1 1/4"
10" |  |  | 1 1/4" |  | 10" |  |  | 1 3/8"
12" |  |  | 1 1/4" |  | 12" |  |  | 1 1/2"
14" |  |  | 1 1/4" |  | 14" |  |  | 1 3/4"
16" |  |  | 1 3/8" |  | 16" |  |  | 1 3/4"
18" |  |  | 1 3/8" |  | 18" |  |  | 1 3/4"
20" |  |  | 1 1/2" |  | 20" |  |  | 1 7/8"
24" |  |  | 1 1/2" |  | 24" |  |  | 2"
30" |  |  | 1 3/4" |  | 30" |  |  | 2 1/4"
36" |  |  | 2" |  | 36" |  |  | 2 1/4"
►Note: | For valves with Gearing - Contact Plant
VALVE EXTENSION STEMS - 2" SOCKET |  |  |  |  | INDIVIDUAL PARTS
Stem | First 5' |  | Extra per 12"
Diameter | w/OP nut or HW |  | or Fraction of |  | ITEM |  |  | PART # | PRICE
| STEEL |  | STEEL
1" | 195.02 |  | 11.75 |  | 2" COUPLING FOR OP-NUT |  |  | M128102 | 62.67
1 1/8" | 212.87 |  | 13.42 |  | 2" WRENCH NUT (EXT. STEM) |  |  | M179289 | 47.7
1 1/4" | 231.5 |  | 16.5 |  | HAND WHEEL 13" |  |  | M176795 | 69.58
1 3/8" | 255.53 |  | 19.83 |  | SLEEVE CPLG (EXT STEM) |  |  | M178020 | 71.45
1 1/2" | 271.07 |  | 23.67 |  | SLEEVE CLPG 304 SS |  |  | M178020SS | 137.1
1 3/4" | 361.53 |  | 32.25 |  | YOKE CPLG (4-14 MUD VLV) |  |  | M176782 | 57.5
1 7/8" | 383.6 |  | 37.67
2" | 443.2 |  | 50.58 |  | Plug Valves and Butterfly Valves require
2 1/4" | 461.4 |  | 52.58 |  | 1 1/4" Extension stems
►Note: | Price includes extension operator - 2" op-nut or 13" hand wheel, or stem coupling with valve coupling for attachment to floor stand.
Stainless steel extension stems are available in 304 or 316 stainless steel and priced on availability.
FLOOR STANDS
A25650 Standard pattern, non-indicating, non-rising stem, with hand wheel | [8 empty] | 695.52
A25655 Standard pattern, indicating, non-rising stem, indicating with hand wheel up to 72 turns | [8 empty] | 900.9
A25655/144 Standard pattern, non-rising stem, indicating with hand wheel up to 144 turns | [8 empty] | 1138.47
A25655/288 Standard pattern, non-rising stem, indicating with hand wheel up to 288 turns | [8 empty] | 1369.67
Geared floor stand | [8 empty] | POA
►Note: | Pricing on indicating floor stands includes coupling and steel stem extending 17" below base of floor stand.
All floor stands are also available in stainless steel and are priced on availability.
FLOOR BOXES |  |  |  | SIZE | WEIGHT |  | PRICE
|  | A25700B |  | 8" - 12" | 35# |  | 141.75
STEM GUIDES
SIZE: |  | # 1 | # 2 | # 3 |  | T Handle Wrench 5' |  |  | 350
Minimum: |  | 2 1/2" | 15" | 24" |  | Each Additional Foot |  |  | 25
Maximum: |  | 17" | 24" | 35"
Price: |  | 156.86 | 156.86 | 235.29
Maximum stem
Diameter: |  | 2 1/4" | 2 3/4" | 2 3/4"
Part Number: |  | A25680S | A25680L | A25680XL
Recommend use of Stem Guide every 10 feet.

## Page 29
K81 HYDRANT EXTENSIONS/ PARTS
Back to table of contents.
EXTENSION KITS
Item # | Size | 5 1/4" |  | Part Number
K-8150
| 6" | 787 |  | 1585006R2X81DDI
| 12" | 919 |  | 1585012R2X81DDI
| 18" | 1043 |  | 1585018R2X81DDI
| 24" | 1133 |  | 1585024R2X81DDI
| 30" | 1665 |  | 1585030R2X81DDI
| 36" | 1786 |  | 1585036R2X81DDI
| 42" | 1860 |  | 1585042R2X81DDI
| 48" | 2213 |  | 1585048R2X81DDI
| 54" | 2383 |  | 1585054R2X81DDM
| 60" | 2426 |  | 1585060R2X81DDM
| Size | 4 1/2" |  | Part Number
| 6" | 705 |  | 1583006R2X81DDI
| 12" | 828 |  | 1583012R2X81DDI
| 18" | 888 |  | 1583018R2X81DDI
| 24" | 976 |  | 1583024R2X81DDI
| 30" | 1620 |  | 1583030R2X81DDI
| 36" | 1740 |  | 1583036R2X81DDI
| 42" | 1755 |  | 1583042R2X81DDM
| 48" | 1848 |  | 1583048R2X81DDM
| 54" | 2000 |  | 1583054R2X81DDM
| 60" | 20043 |  | 1583060R2X81DDM
EXTENSION PARTS
INCLUDED IN ALL EXTENSIONS |  |  |  | PART# | COST | ALL INTERNAL PARTS
QTY. | [5 empty] | COST: | 183 | 1.5
1 | EXTENSION COUPLING |  |  | 318550P | 108.6
2 | COUPLING PIN |  |  | 443025P | 20.325 | PART# | 158412581EKITLSS
1 | O-RING |  |  | 441664P | 21.87
2 | GASKET |  |  | 441803P | 21.165 | (Does not include Spool or Stem)
8 | NUT | (each) |  | 442482P | 4.14
8 | BOLT | (each) |  | 444339P | 8.25
1 | SPOOL |  |  |  | POA
1 | STEM |  |  |  | POA
6" EXTENSION |  |  | 12" EXTENSION |  |  | 18" EXTENSION
SPOOL 41/2 | 2315602 |  | SPOOL 41/2 | 2315612 |  | SPOOL 41/2 | 2315622
SPOOL 51/4 | 2315702 |  | SPOOL 51/4 | 2315712 |  | SPOOL 51/4 | 2315722
STEM | 3199792 |  | STEM | 3199802 |  | STEM | 3199812
24" EXTENSION |  |  | 30" EXTENSION |  |  | 36" EXTENSION
SPOOL 41/2 | 2315632 |  | SPOOL 41/2 | 2315642 |  | SPOOL 41/2 | 2315652
SPOOL 51/4 | 2315732 |  | SPOOL 51/4 | 2315742 |  | SPOOL 51/4 | 2315752
STEM | 3199832 |  | STEM | 3199842 |  | STEM | 3199872
42" EXTENSION
SPOOL 41/2 | 2315662
SPOOL 51/4 | 2315762
STEM | 3199873

## Page 30
GUARDIAN FIRE HYDRANT PARTS K81D & K81A
|  | Back to table of contents. |  | Page 2 of Hydrant Parts |  |  |  | 2.25
Item # | Description |  | 4 1/2" | Part # | 5 1/4" | Part #
K-8101 | Alemite Fitting |  | 7 | 441670P | 7 | 441670P | 2.66 | 2.66
K-8102 | Operating Stem Nut O/L Pent. 1 1/2" |  | 243 | 3199502 | 243 | 3199502 | 97.86 | 97.86
| Operating Stem Nut O/R Pent. 1 1/2" |  | 243 | 319950R | 243 | 319950R
Note: If other than NST please provide specs
K-8103 | Dirt Shield - O/L (Specify Color) |  | 38 | 3212132 | 38 | 3212132 | 15.06 | 15.06
| Dirt Shield - O/R (Specify Color) |  | 38 | 321213R | 38 | 321213R | 15.06 | 15.06
K-8104 | Stem Lock Nut |  | 75 | 3185944 | 75 | 3185944 | 30.2 | 30.2
**K-8105 | O-Ring (Stem Nut) |  | 11 | 442704P | 11 | 442704P | 4.14 | 4.14
K-8106 | Thrust Washer |  | 4 | 445843P | 4 | 445843P | 1.43 | 1.43
K-8107 | Hydrant Cap (specify color when ordering) |  | 370 | 3313922 | 386 | 3185962 | 150.5 | 155.5
K-8108 | Cap Bolts (8 req. ea. 4 1/2") price per each |  | 7 | 444352P |  |  | 2.5 | N/A
| Cap Nuts (8 req. ea. 4 1/2") price per each |  | 3 | 477495P |  |  | 1.1 | N/A
| Cap Bolts (6 req. ea. 5 1/4") price per each |  |  |  | 7 | 444357P | N/A | 2.5
| Cap Nuts (6 req. ea. 5 1/4") price per each |  |  |  | 3 | 477497P | N/A | 1.1
*K-8109 | Cap Gasket |  | 22 | 441799P | 22 | 441803P | 8.55 | 8.55
*K-8109-O | Cap O-Ring (2009 models and above) |  | 22 | 442772P | 22 | 442794P | 8.55 | 8.55
K-8110 | Stem Ferrule is an integral part of the upper stem - not available as a separate part | [5 empty] | N/A | N/A
*K-8111 | O-Ring (Cap) (2 req.) |  | 9 | 442644P | 9 | 442644P | 3.34 | 3.34
K-8112 | O-Ring (Stem Ferrule) is an integral part of the upper stem - not available as a separate part | [5 empty] | N/A | N/A
**K-8114 | Upper Stem O/L |  | 223 | 2310192 | 223 | 2310192 | 89.9 | 89.9
| Upper Stem O/R |  | 223 | 2310193 | 223 | 2310193 | 89.9 | 89.9
K-8115 | Upper Barrel K81D (3 way) specify color |  | 892 | 3187732 | 1089 | 3188022 | 360.07 | 439.78
| Upper Barrel K81D (2 way) specify color |  | 892 | 3187742 | 1089 | 3188052 | 360.07 | 439.78
| Upper Barrel K81A (3 way) specify color |  | 892 | 3313932 | 1089 | 3187522 | 360.07 | 439.78
| Upper Barrel K81A (2 way) specify color |  | 892 | 3187552 | 1089 | 3187432 | 360.07 | 439.78
K-8116 | Stem Breaking Coupling |  | 108 | 318563P | 108 | 318563P | 43.56 | 43.56
K-8118 | Breaking FLG. Bolts (8 req.) price each |  | 9 | 444339P | 9 | 444339P | 3.34 | 3.34
| Breaking FLG. Nuts (8 req.) price each |  | 5 | 442482P | 5 | 442482P | 1.67 | 1.67
K-8119 | Breaking Ring (2 req.) price each |  | 58 | 340413B | 58 | 340415B | 23.14 | 23.14
| Breaking Ring Straps (2 req.) price each |  | 4 | 441416p | 4 | 441414P
K-8120 | O-Ring (Standpipe) |  | 22 | 441666P | 22 | 441664P | 8.84 | 8.84
k-8121 | Clevis Pin |  | 12 | 443012P | 12 | 443012P
K-8122R | Coupling Pins (2 req.) price each |  | 18 | 443022P | 18 | 443022P | 6.87 | 6.87
K-8123 | Lower Stem 5' 0" Trench or less |  | 223 | *** | 223 | *** | 89.79 | 89.79
| ADD for each additional 6" increase of depth |  | 21 | *** | 21 | *** | 8.35 | 8.35
| Nylon Pin (comes on lower stem threads) |  | 8 | 445913P | 8 | 445913P
K-8124 | Lower Barrel 5' 0" Trench or less |  | 1089 | *** | 1089 | *** | 439.99 | 439.99
| ADD for each additional 6" increase of depth |  | 129 | *** | 129 | *** | 51.91 | 51.91
*K-8125 | Elbow Flat Gasket |  | 22 | 441800P | 22 | 441805P | 8.55 | 8.55
*K-8125-O | Elbow O-Ring (2009 models and above) |  | 22 | 442793P | 22 | 442767P | 8.55 | 8.55
*K-8126A | O-Ring (Upper Seat) |  | 12 | 442660P | 12 | 442658P | 4.67 | 4.67
K-8126B | O-Ring for 4 1/2" MVO only |  | 10 | 442789P | N/A | N/A | 3.9 | N/A
K-8127 | Seat Ring Insert for 4 1/2" MVO only |  | 141 | 3313973 | N/A | N/A | 56.74 | N/A
*K-8128 | Seat Ring |  | 251 | 3313962 | 317 | 3196772 | 101.23 | 127.74
K-8129 | Drain Tube (2 req.) price per each |  | 7 | 440555P | 7 | 440555P | 2.66 | 2.66
K-8130 | O-Ring (Lower Seat) |  | 12 | 442785P | 12 | 442740P | 4.67 | 4.67
K-8131 | Main Valve |  | 148 | 445906P | 179 | 445904P | 59.76 | 71.94
K-8132 | Bottom Plate |  | 80 | 3185805 | 103 | 3316399 | 32.2 | 41.36
K-8133 | Drain Valve Pin |  | 18 | 442949P | 18 | 442949P | 6.87 | 6.87
K-8134 | 4" MJ Elbow for 4 1/2" MVO only |  | 708 | 2316423 | N/A | N/A | 285.7 | N/A
| 4" FL Elbow for 4 1/2" MVO only |  | 708 | 3316432 | N/A | N/A | 285.7 | N/A
K-8134 | 6" MJ Elbow |  | 862 | 2313916 | 1251 | 2215632 | 347.92 | 505.38
| 6" Flanged Elbow |  | 862 | 2310192 | 1251 | 2200025 | 347.92 | 505.38
| 6" Tyton Elbow |  | 862 | 2310235 | 1251 | 2310235 | 347.92 | 505.38
K-8135 | Elbow SS Bolts (8 req. Ea.) price per each |  | 10 | 460032P | 10 | 460241P | 3.67 | 4
| Elbow SS Nuts (8 req. Ea.) price per each |  | 3 | 460218P | 3 | 460212P | 1.1 | 1.1
* | Recommend Spare Parts
** | Need Direction of Open
*** | Part Number Changes Based on Specs. (Nut size, trench depth, end conj., thread spec. etc.

## Page 31
GUARDIAN FIRE HYDRANT PARTS K81D & K81A
Page one of K81 Parts |  |  | Back to table of contents. |  |  | Page 3 of K81 Parts |  |  |  | 2.25
Item # | Description |  |  |  | 4 1/2" | Part # | 5 1/4" | Part #
K-8136 | Drain Valve |  |  |  | 200 | 2313992 | 280 | 2316152 | 80.79 | 112.75
K-8137 | Drain Valve Facing |  |  |  | 25 | 443404P | 25 | 443404P | 9.74 | 9.74
K-8138 | S-Hook - Chain to Upper |  |  |  | 10 | 442159P | 10 | 442159P | 3.94 | 3.94
K-8139 | Chain w/Bands - 3 Way |  |  |  | 36 | 440711P | 36 | 440711P | 14.54 | 14.54
K-8139 | Chain w/Bands - 2 Way |  |  |  | 32 | 440712P | 32 | 440712P | 12.87 | 12.87
K-8140 | Hose Nozzle (each) |  |  | 2 1/2" NST - 3187382 | 138 | *** | 138 | *** | 51.25 | 51.25
*K-8141 | Nozzle Retaining Set Screw (no charge item with nozzle) |  |  |  | 7 | 443500P | 7 | 443500P | 2.74 | 2.74
K-8142 | Steamer Nozzle (Pumper) |  |  |  | 303 | *** | 303 | *** | 98 | 98
| Part codes for NST pumper nozzles à |  |  |  | 4 1/2" NST - 3194772 |  | 4" NST - 3194782 |  | N/A | N/A
K-8143 | Nozzle Cap Gasket - 2 1/2" Hose |  |  |  | 10 | 441790P | 10 | 441790P | 3.94 | 3.94
| Nozzle Cap Gasket - 4 1/2" Steamer |  |  |  | 19 | 441796P | 19 | 441796P | 7.4 | 7.4
| Nozzle Cap Casket - 4" Steamer |  |  |  | 19 | 441794P | 19 | 441794P | 7.4 | 7.4
K-8144 | Nozzle Cap 2 1/2" NST (specify color when ordering) |  |  |  | 87 | 3200212 | 87 | 3200212 | 38.94 | 38.94
| Nozzle Cap 4" (specify color when ordering) NST |  |  |  | 210 | 3200222 | 210 | 3200222 | 98.64 | 98.64
| Nozzle Cap 4 1/2" NST (specify color when ordering) |  |  |  | 210 | 3200232 | 210 | 3200232 | 98.64 | 98.64
K-8145 | O-Ring (Hose 2 1/2") (no charge item with nozzle) |  |  |  | 5 | 442788P | 5 | 442788P | 2 | 2
| O-Ring (Steamer 4" - 4 1/2") (no charge item with nozzle) |  |  |  | 12 | 442790P | 12 | 442790P | 4.7 | 4.7
K-8146 | Allen Screw (Set Screw for Stem Lock Nut) |  |  |  | 5 | 444438P | 5 | 444438P | 1.74 | 1.74
K-8147 | Seat Removing Wrench |  |  |  | 451 | 446070P | 451 | 446070P | 182.08 | 182.08
| Wrench Nut O/L |  |  |  | 85 | 3145254 | 85 | 3145254 | 34.14 | 34.14
| Wrench Nut O/R |  |  |  | 85 | 3145255 | 85 | 3145255 | 34.14 | 34.14
K-8148 | Nozzle Wrench (Hose) 2 1/2" |  |  |  | 149 | 3310372 | 149 | 3310372 | 60 | 60
| Nozzle Wrench (Hose) 2 1/4" |  |  |  | 149 | 3310374 | 149 | 3310374 | 60 | 60
| Nozzle Wrench (Steamer) 4" |  |  |  | 182 | 3310392 | 182 | 3310392 | 73.34 | 73.34
| Nozzle Wrench (Steamer) 4 1/2" |  |  |  | 182 | 3310382 | 182 | 3310382 | 73.34 | 73.34
K-8155 | Stop Nut Wrench |  |  |  | 300 | 446131P |  | 300 | 121.03 | 121.03
| Stop Nut (optional) |  |  |  | 105 | 3313374 |  | 105
| Clarion Grease 12 oz. Cartridge |  |  |  | 30 | 467133T |  | 30 | 11.75 | 11.75
| Dirt Shield/Stem Lock Nut Wrench |  |  |  | 87 | 446132P |  | 87
* | Recommended Spare Parts
** | Need Direction of Open
*** | Part Number Changes Based on Specs. (Nut size, trench depth, end conj., thread spec. etc.)
K-8151 | K81 Main Valve Kit - 4 1/2" |  |  |  | 383 | 1583MVRKRNC
| K81 Main Valve Kit - 5 1/4" |  |  |  | 510 | 1585MVRKRNC
| ►NOTE: | Kit includes seat ring, main valve, upper and lower seat o-rings, and bottom plate.
K-8152 | K81 Elbow Repair Kit - 4 1/2" |  |  |  | 386 | 1583ERKRNC
| K81 Elbow Repair Kit - 5 1/4" |  |  |  | 440 | 1585ERKRNC
| ►NOTE: | Kit includes elbow gasket, main valve upper and lower seat o-rings, and bottom plate,
drain valve facing, all bolts & nuts for the elbow and Nevastane grease.
K-8149 | Collision Repair Kit - 4 1/2" |  |  |  | 356 | 1583C00R1X81ZB
| Collision Repair Kit - 5 1/4" |  |  |  | 356 | 1585C00R1X81ZB
| ►NOTE: | Kit includes 2 breaking rings, 2 coupling pins, one coupling, and one gasket
K-1853 | Bonnet Replacement Kit - 4 1/2" |  |  |  | 975 | 1583BREPLKRNC
| Bonnet Replacement Kit - 5 1/4" |  |  |  | 1050 | 1585BREPLKRNC
| ►NOTE: | Kit includes op-nut w/o-ring & thrust washer, dirt shield, upper stem, stem lock
nut & set screw, hydrant dome w/o-rings, bolts & nuts, and one tube Nevestane grease.
Important: Please specify color on all orders.
| Upper Standpipe Complete - From ground line up: |  |  |  | 4 1/2" |  | 5 1/4"
| 2 hose only |  |  |  | 1447 |  | 1704 |  | 584.27 | 688.1
| 2 hose and 1 steamer only |  |  |  | 1787 |  | 2118 |  | 721.79 | 855.58
| ►NOTE: | (If dome assembly is not required, deduct 180.00 from list)

## Page 32
Page 2 of K81 Parts | Back to table of contents

## Page 33
K81DD FIRE HYDRANT PARTS 5 1/4 MVO
Back to table of contents |  | Kennedy Vintage Hydrant Parts
Item# | Description | Quantity | Part # | Price
K-8101 | Grease Fitting | 1 | 441670P | 7
K-8102 | Operating Stem Nut O/L 1 1/2" Pent. | 1 | 3199502 | 243
**K-8103 | Dirt Shield O/L (Specify Color) | 1 | 3212132 | 38
| Dirt Shield O/R (Specify Color) | 1 | 321213R | 38
K-8104 | Stem Lock Nut | 1 | 3185944 | 75
K-8105 | O-ring (Stem Nut) | 1 | 442704P | 11
K-8106 | Thrust Washer | 1 | 445843p | 4
K-110 | Stem Ferrule is an integral part of the upper stem - not available as a separate part
K-8111 | O-ring (Cap) | 2 | 442644P | 9
K-112 | O-Ring (Stem Ferrule) is an integral part of the upper stem - not available as a separate part
K-8113 | K8113 STOP NUT O/R (Optional) | 1 | 3313375 | 105
**K-8114 | Upper Stem 304SS O/L | 1 | 3316462 | 223
| Upper Stem 304SS O/R | 1 | 3316463 | 223
K-8115 | Upper Barrel with Integrated Dome (specify color) | 1 | 31880D2 | 750
K-8115A | Upper Barrel Intermediate (specify color) | 1 | 31881A2 | 339
K-8115B | Intermediate Retaining Ring | 2 | 34041B2 | 65
K-8115C | Retaining Ring Socket Head Bolts | 2 | 477486P | 10
K-8116 | Stem Breaking Coupling | 1 | 318563P | 108
K-8118 | Break Flange Nuts (price each) | 8 | 442482P | 5
K-8118 | Break Flange Bolts (price reach) | 8 | 444339P | 9
K-8119 | Breaking Ring (2 req.) price each | 2 | 340417& | 58
K-8119 | Breaker Ring Centering Straps | 2 | 441415P | 10
K-8120 | O-ring standpipe & Intermediate Barrel | 2 | 441664P | 22
K-8122R | Coupling Pins (price each) | 2 | 443022P | 18
K-8123 | Lower Stem 5'0" Trench or Less S.S. | 1 | *** | 223
| Add for each additional 6" increase of depth |  | *** | 21
K-8124 | Lower Barrel 5'0" Trench or Less | 1 | *** | 1089
| Add for each additional 6" increase of depth |  | *** | 129
K-8125 | Elbow O-ring | 1 | 442767P | 22
K-8126 | O-ring (Upper Seat) | 1 | 442658P | 12
K-8128 | Seat Ring | 1 | 3196772 | 317
K-8130 | O-ring (Lower Seat) | 1 | 442740P | 12
K-8131 | Main Valve | 1 | 445904P | 179
K-8132 | Bottom Plate | 1 | 3316399 | 103
K-8133 | Drain Valve Pin | 1 | 442949P | 18
K-8134 | 6" MJ Elbow | 1 | 2215632 | 1251
K-8135 | Elbow SS Bolts (price each) | 8 | 460241P | 10
K-8135 | Elbow SS Nuts (price each) | 8 | 460212P | 3
K-8136 | Drain Valve | 1 | 331615P | 280
K-8137 | Drain Valve Facing w/insert | 1 | 443404P | 25
K-8138 | S-Hook Chain to Upper | 1 | 442159P | 10
K-8139 | Chain w/Bands 3 Way | 1 | 440711P | 36
K-8141A | Nozzle Set Screw (no charge item with nozzle) | 3 | 460348P | 7
K-8142H | Hose Nozzle 2 1/2" (price each) | 2 | 3187382EP | 138
K-8142S | Steamer Nozzle 4 1/2" | 1 | 3194774EP | 303
K-8143H | Hose Cap Gasket 2 1/2" (price each) | 2 | 441790P | 10
K-8143S | Steamer Cap Gasket 4 1/2" | 2 | 441796P | 19
K-8144H | Hose Nozzle Cap 2 1/2" (specify color when ordering) (price each) | 2 | 3200212 | 87
K-8144S | Steamer Nozzle Cap 4 1/2" (specify color when ordering) | 1 | 3200232 | 210
K-8145 | O-ring (Hose 2 1/2") no charge with item (price each) | 2 | 442788P | 5
K-8145 | O-ring (Nozzle 4 1/2") no charge with item | 1 | 442790P | 12
K-8146 | Set Screw (Lock Nut) | 1 | 444438P | 5
K-8147 | Seat Removing Wrench | 1 | 446070P | 451

## Page 34
THE KENNEDY K81V VINTAGE HYDRANT 5 1/4 MVO
Kennedy DD Hydrant parts |  | Back to table of contents
Item # | Description | Quantity | Part # | Price
K8101 | Grease Fitting | 1 | 441670P | 7
K8102 | Operating Stem Nut O/L Pent. 1 1/2" | 1 | 3199502 | 243
K8103 | Dirt Shield - O/L (specify color) | 1 | 3212132 | 38
| Dirt Shield - O/R (specify color) | 1 | 321213R | 38
K8104 | Stem Lock Nut | 1 | 3185944 | 75
K8105 | O-ring (Lock Nut) | 1 | 442704P | 11
K8106 | Thrust Washer | 1 | 445843P | 4
K8107V | Hydrant Cap | 1 | 3188302
K8108V | Socket Head Screws | 6 | 460410P
K8109 | Cap Seal | 1 | 442794P | 22
K8110 | Stem Ferrule is an integrel part of upper stem - not available as a spare part
K8111 | O-Ring (Cap) | 2 | 442644P | 9
K8112 | O-ring (Stem Ferrule) integrel part of upper stem - not available as a spare part
K8114 | Upper Stem O/L | 1 | 2310192 | 223
| Upper Stem O/R | 1 | 2310193 | 223
K8115V | Upper Barrel | 1 | 3188312
K8116 | Stem Breaking Coupling | 1 | 318563P | 108
K8118 | Breaking Flange Nuts (price each) | 8 | 442482P | 5
| Breaking Flange Bolts (price each) | 8 | 444331P | 9
K8119 | Breaking Ring (price each) | 2 | 340415B | 58
| Breaker Ring Straps (price each) | 2 | 441415P | 4
K81120 | O-Ring (upper standpipe) | 1 | 441664P | 22
K8122R | Coupling Pins | 2 | 443022P | 18
K8123 | Lower Stem 5' 0" trench depth or less | 1 | *** | 223
| ADD for each additional 6" increase of depth |  | *** | 21
K8124 | Lower Barrel 5' 0" trench depth or less | 1 | *** | 1089
| ADD for each additional 6" increase of depth |  | *** | 129
K8125 | Elbow Seal | 1 | 442767P | 22
K8126A | O-Ring (Upper Seat) | 1 | 442658P | 12
K8128 | Seat Ring | 1 | 3196772 | 317
K8129 | Drain Tube (price each) | 2 | 440557P | 7
K8130 | O-Ring (Lower Seat) | 1 | 442740P | 12
K8131 | Main Valve | 1 | 445904P | 179
K8132 | Bottom Plate | 1 | 3316399 | 103
K8133 | Drain Valve Pin | 1 | 442949P | 18
K8134 | Elbow | 1 | 2215632 | 1251
K8135 | Elbow SS Bolts (price each) | 8 | 460241P | 10
| Elbow SS Nuts (price each) | 8 | 460212P | 3
K8136 | Drain Valve | 1 | 2316152 | 280
K8137 | Drain Valve Facing w/ Insert | 1 | 443404P | 25
K8138 | Nozzle Chain 'S' Hook | 1 | 442159P | 10
K8139 | Nozzle Cap Chain (3 way) | 1 | 440711P | 36
K8141 | Nozzle Retaining Set Screw - no charge item with nozzle | 3 | 443500P | 7
K8142 | Nozzle 2 1/2" NST (price each) | 2 | 3187382 | 138
| Nozzle 4 1/2" NST | 1 | 3194772 | 303
K8143 | Nozzle Cap Gasket 2 1/2" (price each) | 2 | 441790P | 10
| Nozzle Cap Gasket 4 1/2" | 1 | 441796P | 19
K8144 | Nozzle Cap 2 1/2" NST (specify color) (price each) | 2 | 3200212 | 87
| Nozzle Cap 4 1/2" NST (specify color) | 1 | 3200232 | 210
K8145 | O-Ring (Hose) - no charge item with nozzle (price each) | 2 | 442788P | 5
| O-Ring (Steamer) - no charge item with nozzle | 1 | 442790P | 12
K8146 | Allen Head Set Screw - no charge item with lock nut | 1 | 444438P | 5
K8147 | Seat Removal Wrench | 1 | 446070P | 451
K8148 | Nozzle Wrench 2 1/2" | 1 | 3310372 | 149
| Nozzle Wrench (steamer) 4 1/2" | 1 | 3310382 | 182
K8149 | Collision Repair Kit |  | *** | 356
K8150 | Grade Extension Kit |  | *** | POA
| Nylon Pin - comes with lower stem | 1 | 55913P | 8

## Page 35
AWWA C-509 KS-FW NRS RESILIENT SEATED GATE VALVE PARTS
Back to table of contents.
Item # | Description |  | 2" | Part # | 2 1/2" | Part# | 3" | Part #
R-1 | Hold down Hex Bolt |  | 6 | 460237P | 6 | 460237P | 6 | 460237P
R-2 | Hold down Bolt Washer |  | 2 | 445794P | 2 | 445794P | 2 | 445794P
R-3 | Operating Nut O/L |  | 28 | 328080& | 28 | 328080& | 28 | 328081&
| Operating Nut O/R |  | 28 | 328085& | 28 | 328085& | 28 | 328086&
| Hand wheel O/L |  | 82 | 328782& | 82 | 328782& | 82 | 328783&
| Hand wheel O/R |  | 82 | 3287625 | 82 | 3287625 | 82 | 3287635
R-4 | Stuffing Box Bolts |  | 3 | 460231P | 3 | 460231P | 3 | 460269P
| Stuffing Box Nuts |  | 3 | 460218P | 3 | 460218P | 3 | 460218P
R-5 | Stuffing Box |  | 29 | 3301812 | 29 | 3301812 | 50 | 3301822
R-6 | Stem O Ring |  | 3 | 442638P | 3 | 442638P | 3 | 442550P
R-7 | Stuffing Box O Ring |  | 6 | 442652P | 6 | 442652P | 7 | 442732P
R-8 | Thrust Washer |  | 2 | 445932P | 2 | 445932P | 2 | 445933P
R-9 | Stem O/L |  | 129 | 3280302 | 129 | 3280302 | 267 | 3280312
| Stem O/R |  | 129 | 3280303 | 129 | 3280303 | 267 | 3280313
R-10 | Cover Hex Bolts |  | 3 | 460269P | 3 | 460269P | 0 | 460269P
| Cover Nuts |  | 3 | 460218P | 3 | 460218P | 0 | 460218P
R-11 | Cover |  | 239 | 3318044 | 239 | 3318054 | 324 | 3317064
R-12 | Stem Nut O/L |  | 65 | 3281908 | 65 | 3281908 | 69 | 3281918
| Stem Nut O/R |  | 65 | 3281909 | 65 | 3281909 | 69 | 3281919
R-13 | Wedge |  | 210 | 2280982 | 253 | 2280992 | 277 | 2281002
R-14 | Cover O Ring |  | 8 | 442737P | 11 | 442752P | 16 | 442753P
R-15 | Body -**Part #'s avail. on request |  | 587 | ** | 668 | ** | 706 | **
R-16 | Stuffing Box Plate (UL/FM) |  | N/A | N/A | N/A | N/A | 224 | 3281872
R-17 | Plug |  | N/A | N/A | 8 | 443475P | 8 | 443475P
Item # | Description |  | 4" | Part # | 6" | Part # | 8" | Part #
R-1 | Hold down Hex Bolt |  | 6 | 460237P | 6 | 444385P | 6 | 444385P
R-2 | Hold down Bolt Washer |  | 2 | 445794P | 2 | 445832P | 2 | 445832P
R-3 | Operating Nut O/L |  | 28 | 328081& | 28 | 328082& | 28 | 328083&
| Operating Nut O/R |  | 28 | 328086& | 28 | 328087& | 28 | 328088&
| Hand wheel O/L |  | 82 | 328783& | 149 | 328786& | 149 | 328788&
| Hand wheel O/R |  | 82 | 3287635 | 149 | 3287665 | 149 | 3287685
R-4 | Stuffing Box Bolts |  | 3 | 460301P | 3 | 460241P | 3 | 460242P
| Stuffing Box Nuts |  | 3 | 460212P | 3 | 460212P | 3 | 460212P
R-5 | Stuffing Box |  | 55 | 3301832 | 56 | 3301842 | 70 | 3301852
R-6 | Stem O Ring |  | 3 | 442550P | 7 | 442563P | 7 | 442542P
R-7 | Stuffing Box O Ring |  | 7 | 442732P | 7 | 442561P | 7 | 442561P
R-8 | Thrust Washer |  | 2 | 445933P | 3 | 445936P | 3 | 445938P
R-9 | Stem O/L |  | 282 | 3280322 | 382 | 3280332 | 515 | 3280342
| Stem O/R |  | 282 | 3280323 | 382 | 3280333 | 515 | 3280343
R-10 | Cover Hex Bolts |  | 3 | 460269P | 3 | 460242P | 3 | 460243P
| Cover Nuts |  | 3 | 460218P | 3 | 460212P | 3 | 460212P
R-11 | Cover |  | 363 | 3318084 | 401 | 3318124 | 453 | 3318164
R-12 | Stem Nut O/L |  | 69 | 3281918 | 124 | 3281928 | 143 | 3281938
| Stem Nut O/R |  | 69 | 3281919 | 124 | 3281929 | 143 | 3281939
R-13 | Wedge |  | 339 | 2280932 | 429 | 2280942 | 646 | 2280952
R-14 | Cover O Ring |  | 18 | 442754P | 19 | 442562P | 22 | 442662P
R-15 | Body-**Part #'s avail. on request |  | 811 | ** | 1193 | ** | 1565 | **
R-16 | Stuffing Box Plate (UL/FM) |  | 224 | 3281872 | 224 | 3281882 | 224 | 3281883
R-17 | Plug |  | 8 | 443475P | 8 | 443488P | 8 | 443488P

## Page 36
AWWA C-509 KS-FW NRS RESILIENT SEATED GATE VALVE PARTS
|  | Back to table of contents. | [5 empty] | 2.25
Item # | Description |  | 10" | Part # | 12" | Part #
R-1 | Hold down Hex Bolt |  | 7 | 460228P | 7 | 460228P | 2.6 | 2.6
R-2 | Hold down Bolt Washer |  | 3 | 445832P | 3 | 445832P | 1.1 | 1.1
R-3 | Operating Nut O/L |  | 29 | 328084& | 29 | 328084& | 11.5 | 11.5
| Operating Nut O/R |  | 29 | 328089& | 29 | 328089& | 11.5 | 11.5
| Hand wheel O/L |  | 299 | 328790& | 299 | 328790& | 120.7 | 120.7
| Hand wheel O/R |  | 299 | 3287705 | 299 | 3287705 | 120.7 | 120.7
R-4 | Stuffing Box Bolts |  | 7 | 460233P | 7 | 460233P | 2.5 | 2.5
| Stuffing Box Nuts |  | 5 | 460234P | 5 | 460234P | 2 | 2
R-5 | Stuffing Box |  | 90 | 3301862 | 90 | 3301862 | 36.2 | 36.2
R-6 | Stem O Ring |  | 7 | 442644P | 7 | 442644P | 2.5 | 2.5
R-7 | Stuffing Box O Ring |  | 7 | 442743P | 7 | 442743P | 2.8 | 2.8
R-8 | Thrust Washer |  | 4 | 445940P | 4 | 445940P | 1.6 | 1.6
R-9 | Stem O/L |  | 734 | 3280352 | 921 | 3280362 | 296.5 | 372.1
| Stem O/R |  | 734 | 3280353 | 921 | 3280363 | 296.5 | 372.1
R-10 | Cover Hex Bolts |  | 4 | 460244P | 4 | 460389P | 1.3 | 1.6
| Cover Nuts |  | 3 | 460212P | 3 | 460212P | 1.1 | 1.1
R-11 | Cover |  | 797 | 3318204 | 1107 | 3318244 | 322 | 447.2
R-12 | Stem Nut O/L |  | 182 | 3281948 | 182 | 3281948 | 73.3 | 73.3
| Stem Nut O/R |  | 182 | 3281949 | 182 | 3281949 | 73.3 | 73.3
R-13 | Wedge |  | 983 | 2280962 | 1298 | 2280972 | 397.1 | 524.3
R-14 | Cover O Ring |  | 29 | 442746P | 33 | 442766P | 11.5 | 13.1
R-15 | Body-**Part #'s avail. on request |  | 2596 | ** | 3416 | ** | 1048.6 | 1380.1
R-16 | Stuffing Box Plate (UL/FM) |  | 224 | 3281892 | 224 | 3281892 | 90.5 | 90.5
R-17 | Plug |  | 8 | 443488P | 8 | 443488P | 3 | 3

## Page37
AWWA C-515--DUCTILE IRON--NRS RS GATE VALVE PARTS
Back to table of contents.
Item # | Description |  | 2" - 3" |  | 4" | Part# | 6" | Part #
R-1 | Hold down Hex Bolt |  |  |  | 6 | 460237P | 6 | 444385P
R-2 | Hold down Bolt Washer |  | Parts for 2" - 3" |  | 2 | 445794P | 2 | 445832P
R-3 | Operating Nut O/L |  | ductile iron gate valves |  | 28 | 328081& | 28 | 328082&
R-3 | Operating Nut O/R |  | are identical to the |  | 28 | 328086& | 28 | 328087&
R-3 | Hand wheel O/L |  | C509 gate valve parts. |  | 82 | 328783& | 149 | 328786&
R-3 | Hand wheel O/R |  |  |  | 82 | 3287635 | 149 | 3287665
R-4 | Stuffing Box Bolts |  | Small valves use |  | 3 | 460301P | 3 | 460241P
R-4 | Stuffing Box Nuts |  | full wall ductile iron |  | 3 | 460212P | 3 | 460212P
R-5 | Stuffing Box |  | valve parts. |  | 55 | 3301832 | 56 | 3301842
R-6 | Stem O Ring |  |  |  | 3 | 442550P | 7 | 442563P
R-7 | Stuffing Box O Ring |  | Please see page 34 |  | 7 | 442732P | 7 | 442561P
R-8 | Thrust Washer |  | for these parts. |  | 2 | 445933P | 3 | 445936P
R-9 | Stem O/L |  |  |  | 282 | 3280322 | 382 | 3280332
R-9 | Stem O/R |  |  |  | 282 | 3280323 | 382 | 3280333
R-10 | Cover Hex Bolts |  |  |  | 3 | 460231P | 3 | 460301P
R-10 | Cover Nuts |  |  |  | 3 | 460218P | 3 | 460212P
R-11 | Cover |  |  |  | 363 | 3319084 | 401 | 3319124
R-12 | Stem Nut O/L |  |  |  | 69 | 3281918 | 124 | 3281928
R-12 | Stem Nut O/R |  |  |  | 69 | 3281919 | 124 | 3281929
R-13 | Wedge |  |  |  | 339 | 2280932 | 429 | 2280942
R-14 | Cover O Ring |  |  |  | 18 | 442754P | 19 | 442562P
R-15 | Body-**Part #'s avail. on request |  |  |  | 811 | ** | 1193 | **
R-16 | Stuffing Box Plate (UL/FM) |  |  |  | 224 | 3281872 | 224 | 3281882
R-17 | Plug |  |  |  | 8 | 443475P | 8 | 443488P
| OS&Y Cover |  |  |  | 347 | 3327082 | 400 | 3327122
| OS&Y Hand wheel |  |  |  | 142 | 328773P | 166 | 328776P
Item # | Description |  | 8" | Part # | 10" | Part # | 12" | Part #
R-1 | Hold down Hex Bolt |  | 6 | 444385P | 7 | 460228P | 7 | 460228P
R-2 | Hold down Bolt Washer |  | 2 | 445832P | 3 | 445832P | 3 | 445832P
R-3 | Operating Nut O/L |  | 28 | 328083& | 29 | 328084& | 29 | 328084&
R-3 | Operating Nut O/R |  | 28 | 328088& | 29 | 328089& | 29 | 328089&
R-3 | Hand wheel O/L |  | 149 | 328788& | 299 | 328790& | 299 | 328790&
R-3 | Hand wheel O/R |  | 149 | 3287685 | 299 | 3287705 | 299 | 3287705
R-4 | Stuffing Box Bolts |  | 3 | 460241P | 7 | 460233P | 7 | 460233P
R-4 | Stuffing Box Nuts |  | 3 | 460212P | 5 | 460234P | 5 | 460234P
R-5 | Stuffing Box |  | 70 | 3301852 | 90 | 3281862 | 90 | 3201862
R-6 | Stem O Ring |  | 7 | 442542P | 7 | 442644P | 7 | 442644P
R-7 | Stuffing Box O Ring |  | 7 | 442561P | 7 | 442743P | 7 | 442743P
R-8 | Thrust Washer |  | 3 | 445938P | 4 | 445940P | 4 | 445940P
R-9 | Stem O/L |  | 515 | 3280342 | 734 | 3280352 | 921 | 3280362
R-9 | Stem O/R |  | 515 | 3280343 | 734 | 3280353 | 921 | 3280363
R-10 | Cover Hex Bolts |  | 3 | 460241P | 4 | 460242P | 4 | 460242P
R-10 | Cover Nuts |  | 3 | 460212P | 3 | 460212P | 3 | 460212P
R-11 | Cover |  | 453 | 3319164 | 797 | 3319204 | 1107 | 3319244
R-12 | Stem Nut O/L |  | 143 | 3281938 | 182 | 3281948 | 182 | 3281948
R-12 | Stem Nut O/R |  | 143 | 3281939 | 182 | 3281949 | 182 | 3281949
R-13 | Wedge |  | 646 | 2280952 | 983 | 2280962 | 1298 | 2280972
R-14 | Cover O Ring |  | 22 | 442762P | 29 | 442746P | 33 | 442766P
R-15 | Body-**Part #'s avail. on request |  | 1565 | ** | 2596 | ** | 3416 | **
R-16 | Stuffing Box Plate (UL/FM) |  | 224 | 3281883 | 224 | 3281892 | 224 | 3281892
R-17 | Plug |  | 8 | 443488P | 8 | 443488P | 8 | 443488P
| OS&Y Cover |  | 499 | 3327162 | 773 | 3327202 | 926 | 3327242
| OS&Y Hand wheel |  | 204 | 328778P | 318 | 328780P | 318 | 328780P

## Page 38
AWWA IRON SWING CHECK VALVE PARTS 1106/1106A, LS & LW
|  | Back to table of contents. |  |  |  |  | Parts Continued ► |  |  | 2.25
Item # | Description |  | 2" | Part # | 2 1/2" | Part # | 3" | Part #
1A | Side Plug (2 in 1106's,1-LS/LW) |  | 43 | 3160885 | 43 | 3160885 | 43 | 3160885 | 17.11 | 17.11 | 17.11
1AB | Side Plug O-Rings (2 in 1106's, 1 LS/LW) |  | 4 | 442731P | 4 | 442731P | 4 | 442731P | 1.578 | 1.578 | 1.578
2A | Cap Bolts (price each) |  | 11 | 460228P | 11 | 460228P | 11 | 460231P | 4.43 | 4.43 | 4.43
3A | Cap O-Ring |  | 15 | 442790P | 15 | 442790P | 18 | 442790P | 5.95 | 5.95 | 7.06
4A | Cap |  | 112 | 3103330 | 112 | 3103330 | 120 | 3103330 | 44.99 | 44.99 | 48.15
5A & 15A | Body with Seat Ring |  | 450 | 3101042 | 536 | 3101052 | 694 | 3101062 | 181.54 | 216.22 | 280.14
6A | Hinge Pin (Plain) |  | 48 | 445100P | 48 | 445101P | 57 | 445102P | 19.28 | 19.28 | 22.9
7AA | Hinge (Plain) |  | 86 | 3164202 | 108 | 3163522 | 126 | 3164222 | 34.46 | 43.56 | 50.86
*7AB | Hinge w/keyway for LS/LW |  | 108 | 3164203 | 123 | 3163523 | 143 | 3164223 | 43.32 | 49.58 | 57.58
10A | Disc Holder |  | 90 | 3120602 | 100 | 3120432 | 139 | 3118382 | 36.04 | 40.07 | 56
11A | Disc Plate |  | 44 | 442902P | 65 | 445360P | 69 | 460094P | 17.59 | 25.98 | 27.56
12AA | Disc (Rubber Faced) |  | 35 | 440890P | 35 | 440891P | 45 | 440879P | 14.03 | 14.03 | 18.06
12AB | Disc (Bronze Faced) |  | 85 | 3120422 | 85 | 3121022 | 141 | 3120442 | 34.06 | 34.06 | 56.79
13A | Disc Nut |  | 11 | 460365P | 11 | 460209P | 11 | 460209P | 4.36 | 4.36 | 4.36
15A | Seat Ring |  | 45 | 3146891 | 59 | 3146631 | 72 | 3146641 | 17.83 | 23.52 | 28.84
16A | Spring |  | 20 | 444613P | 20 | 444613P | 20 | 444613P | 8.08 | 8.08 | 8.08
*17A | Extended Hinge Pin for LS/LW |  | 195 | 3226472 | 195 | 3226482 | 219 | 3168232 | 78.42 | 78.42 | 88.24
18A | Key for LS/LW |  | 7 | 3169592 | 7 | 3169592 | 7 | 3169592 | 2.78 | 2.78 | 2.78
19A | Set Screw for Weight |  | 11 | 444024P | 11 | 444024P | 11 | 444024P | 4.12 | 4.12 | 4.12
20AA | Lever Arm for L/S |  | 72 | 315388A | 72 | 315388A | 72 | 315388A | 29.07 | 29.07 | 29.07
20AB | Lever Arm for L/W |  | 72 | 315388A | 72 | 315388A | 72 | 315388A | 29.07 | 29.07 | 29.07
21A | Bracket |  | 46 | 3366052 | 46 | 3366052 | 46 | 3366052 | 18.3 | 18.3 | 18.3
22A | Hex Head Bracket Bolt |  | 5 | 444389P | 5 | 444389P | 5 | 444389P | 1.82 | 1.82 | 1.82
23A | Eye Bolt (w/2 Hex Nuts) |  | 49 | 440238P | 49 | 440238P | 49 | 440238P | 19.48 | 19.48 | 19.48
| (Eye Bolt) w/2 Hex Nuts |  | ** | 442410P | ** | 442410P | ** | 442410P | ** | ** | **
24A | Stuffing Box (LS/LW) |  | 118 | 3140735 | 118 | 3140735 | 118 | 3140735 | 47.46 | 47.46 | 47.46
| Stuffin Box O-ring | (1 req. LS/LW) | 4 | 442731P | 4 | 442731P | 4 | 442731P
25A | Packing |  | 22 | 3477501 | 22 | 3477501 | 22 | 3477501 | 8.88 | 8.88 | 8.88
26A | Gland |  | 53 | 3141574 | 53 | 3141574 | 53 | 3141574 | 21.23 | 21.23 | 21.23
27A | Weight |  | 89 | 3163053 | 89 | 3163053 | 138 | 3163053 | 35.58 | 35.58 | 55.6
28A | Set Screw For Lever |  | 11 | 443928P | 11 | 443928P | 11 | 443928P | 4.12 | 4.12 | 4.12
** | Price per pair or set (1 each of a bolt & nut)
* | Not interchangeable with parts manufactured prior to 1978 - must order hinge & pin.
►Note: | Above part codes for current production only. Please specify year of manufacture when ordering.
2", 2 1/2" and 3" check valves require 2 disc nuts per valve for the rubber faced check valves only.

## Page 39
AWWA IRON SWING CHECK VALVE PARTS 1106/1106A, LS, LW
◄ Back One Page |  | Back to table of contents. |  |  |  |  | Parts Continued ► |  |  | 2.25
Item # | Description |  | 4" | Part # | 6" | Part # | 8" | Part #
1A | Side Plug (2 in 1106's, 1 - LS/LW) |  | 53 | 3160905 | 72 | 3160955 | 99 | 3160685 | 21.39 | 29.07 | 40
1AB | Side Plug O-Rings (2 in 1106's, 1- LS/LW) |  | 4 | 477531P | 4 | 442642P | 4 | 442625P | 1.578 | 1.578 | 1.578
2A | Cap Bolts (price each) |  | 14 | 444430P | 15 | 460236P | 16 | 460247P | 5.47 | 5.95 | 6.34
3A | Cap O-Ring |  | 18 | 442611P | 23 | 442794P | 27 | 442768P | 7.06 | 8.95 | 10.54
4A | Cap |  | 193 | 3103340 | 325 | 3103360 | 409 | 3103380 | 77.78 | 131.24 | 165.14
5A & 15A | Body with Seat Ring |  | 1052 | 3101082 | 1730 | 3101122 | 2702 | 3101162 | 424.84 | 698.78 | 1091.54
6A | Hinge Pin (Plain) |  | 75 | 445103P | 119 | 445105P | 159 | 445106P | 30.26 | 47.92 | 63.99
7AA | Hinge (Plain) |  | 163 | 3163555 | 226 | 3163575 | 280 | 3163585 | 65.74 | 91.24 | 112.79
*7AB | Hinge w/keyway for LS/LW |  | 183 | 3163558 | 246 | 3163578 | 336 | 3163588 | 73.82 | 99.32 | 135.43
8AA | Disc Bolt (Rubber Faced) |  | 56 | 3154634 | 149 | 3154637 | 176 | 3154639 | 22.26 | 59.87 | 70.88
8AB | Disc Bolt (Bronze Faced) |  | 47 | 440230P | 56 | 440232P | 65 | 440234P | 18.86 | 22.26 | 26.26
9AA | Disc Bolt O-ring (Rubber) 2 req. |  | 7 | 442634P | 7 | 442636P | 7 | 442636P | 2.62 | 2.75 | 2.75
9AB | Disc Bolt Gasket (Bronze) 2 req. |  | 7 | 441865P | 7 | 441867P | 7 | 441867P | 2.54 | 2.7 | 2.7
10A | Disc Holder |  | 143 | 3115964 | 315 | 3115984 | 472 | 3116074 | 57.66 | 126.88 | 190.4
11A | Disc Plate |  | 88 | 3157022 | 178 | 3157032 | 288 | 3157042 | 35.32 | 71.75 | 116.11
12AA | Disc (Rubber Faced) |  | 95 | 440881P | 148 | 440885P | 192 | 440887P | 38.26 | 59.72 | 77.55
12AB | Disc (Bronze Faced) |  | 235 | 2115793 | 280 | 2115813 | 330 | 2115823 | 94.58 | 112.79 | 133.14
13A | Disc Nut (Bronze) |  | 16 | 460210P | 19 | 460211P | 19 | 460211P | 6.11 | 7.52 | 7.52
13AB | Disc Nut (Rubber Faced) |  | 11 | 460209P | 16 | 460210P | 16 | 460210P | 4.36 | 6.11 | 6.11
15A | Seat Ring |  | 84 | 3145574 | 106 | 3145584 | 185 | 3145594 | 33.74 | 42.44 | 74.62
15AA | Seat Ring O-Ring |  | 0 | 442714P | 0 | 442658P | 0 | 442716P
16A | Spring |  | 34 | 444619P | 53 | 444621P | 53 | 444620P | 13.63 | 21.35 | 21.35
*17A | Extended Hinge Pin for LS/LW |  | 375 | 3167942 | 531 | 3167892 | 643 | 3167902 | 151.51 | 214.16 | 259.46
18A | Key for LS/LW (2 per) |  | 9 | 3169602 | 9 | 3169602 | 9 | 3169602 | 3.5 | 3.5 | 3.5
19A | Set Screw for Weight |  | 11 | 444024P | 11 | 444024P | 11 | 444024P | 4.12 | 4.12 | 4.12
20AA | Lever Arm for L/S |  | 101 | 315389A | 118 | 315391A | 134 | 315392A | 40.56 | 47.56 | 54.12
20AB | Lever Arm for L/W |  | 101 | 315389A | 118 | 315391A | 134 | 315392A | 40.56 | 47.56 | 54.12
21A | Bracket |  | 63 | 3366062 | 78 | 3366072 | 92 | 3366082 | 25.42 | 31.12 | 37.07
22A | Hex Head Bracket Bolt (2 per) |  | 5 | 444402P | 5 | 444410P | 5 | 444410P | 1.82 | 1.99 | 1.99
23A | Eye Bolt (w/2 Hex Nuts) |  | 49 | 440236P | 49 | 440236P | 49 | 440236P | 19.48 | 19.48 | 19.48
| (Eye Bolt) w/2 Hex Nuts |  | ** | 442412P | ** | 442412P | ** | 442412P | ** | ** | **
24A | Stuffing Box |  | 149 | 3140745 | 166 | 3140755 | 183 | 3140765 | 60.12 | 66.76 | 73.66
| Stuffing Box O-ring (1 req. for LS/LW) |  | 4 | 477531P | 4 | 442642P | 4 | 442625P
25A | Packing |  | 29 | 3477681 | 34 | 3477641 | 39 | 3477502 | 11.56 | 13.56 | 15.66
26A | Gland |  | 53 | 3141594 | 67 | 3141614 | 74 | 3141624 | 21.23 | 26.75 | 29.71
27A | Weight |  | 154 | 3163053 | 154 | 3163053 | 162 | 3163083 | 62.02 | 62.02 | 65.11
28A | Set Screw For Lever |  | 11 | 443986P | 11 | 443986P | 11 | 443986P | 4.12 | 4.12 | 4.12
** | Price per pair or set (1 each of a bolt & nut)
* | Not interchangeable with parts manufactured prior to 1978 - must order hinge & pin.
Above part codes for current production only. Please specify year of manufacture when ordering.
1106 Flat Cap Gaskets
| 2" | 441732P |  | 15
| 2 1/2" | 441733P |  | 15
| 3" | 441734P |  | 18
| 4" | 441735P |  | 18
| 6" | 441737P |  | 23
| 8" | 441738P |  | 27
| 10" | 441739P |  | 40
| 12" | 441740P |  | 48
Note on M2: Daniel T Crane: multiplier cell for sheet less cells E24, G24, & I24.

## Page 40
AWWA SWING CHECK VALVE PARTS 1106/1106A, LS & LW
◄ Back One Page |  | Back to table of contents. | [5 empty] | 2.25
Item # | Description |  | 10" | Part # | 12" | Part #
1A | Side Plug (2 in 1106's, 1 - LS/LW) |  | 136 | 3160765 | 136 | 3160765 | 54.66 | 54.66
1AB | Side Plug O-Rings (2 in 1106, 1-LS/LW) |  | 4 | 442659P | 4 | 442659P | 1.575 | 1.575
2A | Cap Bolts (price each) |  | 16 | 460247P | 20 | 460247P | 6.42 | 7.76
3A | Cap O-Ring |  | 40 | 442769P | 48 | 442770P | 16.16 | 19.28
4A | Cap |  | 630 | 3103400 | 746 | 3103420 | 254.31 | 301.32
5A & 15A | Body with Seat Ring |  | 4562 | 3101202 | 6251 | 3101242 | 1842.83 | 2525.46
6A | Hinge Pin (Plain) |  | 222 | 445107P | 320 | 445108P | 89.34 | 129.1
7AA | Hinge (Plain) |  | 452 | 3163695 | 586 | 3163705 | 182.24 | 236.74
*7AB | Hinge w/keyway for LS/LW |  | 574 | 3163698 | 623 | 3163708 | 231.9 | 251.47
8AA | Disc Bolt (Rubber Faced) |  | 185 | 3154641 | 225 | 3154643 | 74.46 | 90.62
8AB | Disc Bolt (Bronze Faced) |  | 108 | 3154640 | 161 | 3154642 | 43.24 | 64.79
9AA | Disc Bolt O-ring |  | 7 | 442638P | 7 | 442640P | 2.62 | 2.75
10A | Disc Holder |  | 590 | 3116094 | 782 | 3120554 | 238.16 | 315.94
11A | Disc Plate |  | 389 | 3157052 | 432 | 3157062 | 156.82 | 174.32
12AA | Disc (Rubber Faced) |  | 228 | 440898P | 263 | 440899P | 91.87 | 105.98
12AB | Disc (Bronze Faced) |  | 525 | 2116093 | 812 | 2120553 | 211.79 | 327.9
13A | Disc Nut (bronze to bronze or Rubber Faced) |  | 19 | 460211P | 22 | 460234P | 7.52 | 8.52
15A | Seat Ring |  | 253 | 3146694 | 304 | 3146704 | 102.18 | 122.7
15AA | Seat Ring O-Ring |  | 40 | 442677P | 48 | 442679P | 16.15 | 19.28
16A | Spring |  | 174 | 444622P | 174 | 444622P | 69.94 | 69.94
*17A | Extended Hinge Pin for LS/LW |  | 817 | 3226502 | 1125 | 3167882 | 329.8 | 454.38
18A | Key for LS/LW (2 per) |  | 12 | 3169622 | 12 | 3169622 | 4.75 | 4.75
19A | Set Screw for Weight |  | 11 | 444024P | 11 | 444024P | 4.12 | 4.12
20AA | Lever Arm for L/S |  | 145 | 315393A | 161 | 315394A | 58.22 | 64.88
20AB | Lever Arm for L/W |  | 145 | 315393A | 161 | 315393A | 58.22 | 64.88
21A | Bracket |  | 92 | 3366092 | 98 | 3366102 | 36.91 | 39.58
22A | Hex Head Bracket Bolt (2 per) |  | 5 | 444406P | 5 | 444406P | 1.99 | 1.99
23A | Eye Bolt (w/2 Hex Nuts) |  | 49 | 440236P | 49 | 440236P | 19.48 | 19.48
| Hex Nuts |  | ** | 442412P | ** | 442412P | ** | **
24A | Stuffing Box |  | 225 | 3140773 | 225 | 3140773 | 90.76 | 90.76
| Stuffing Box O-ring (1 required for LS/LW) |  | 4 | 442659P | 4 | 442659P
25A | Packing |  | 43 | 3477682 | 43 | 3477682 | 17.35 | 17.35
26A | Gland |  | 82 | 3141634 | 82 | 3141634 | 32.8 | 32.8
27A | Weight |  | 228 | 3163093 | 296 | 3163103 | 91.87 | 119.36
28A | Set Screw For Lever |  | 11 | 443986P | 11 | 443986P | 4.12 | 4.12
** | Price per pair or set (1 each of a bolt & nut)
* | Not interchangeable with parts manufactured prior to 1978 - must order hinge & pin.
Above part codes for current production only. Please specify year of manufacture when ordering.